## Metadata_Example
Metadata Name | Attribute | Description | Syntax | Example
webpage | global | webpage for general description and access |  | https://info.iwes.fraunhofer.de/display/Feldme/Zugriff+auf+OE612+Messdaten
URL | global | url of the webpage for access |  | https://onedas.iwes.fraunhofer.de
filename | global | filename of the data |  | AIRPORT/AD8_PROTOTYPE/GENERAL_DAQ/LIDAR/BTC_Availability
file_created_by_url | global | data management institution
file_created_by_name | global | name of the data manager |  | Vincent Wilms
file_created_by_email | global | email address of the data manager |  | Wilms, Vincent <vincent.wilms@iwes.fraunhofer.de>
file_created_by_tel | global | telephone contact of the data manager |  | +49 471 14290-379
file_creation_datetime | global | date and time of file creation |  | 2020-12-08 12:17
file_created_by_institution | global | Name of the institute managing data
var_name | variable | measurement variable name |  | Lidar_Avail
var_units | variable | units of the measurement |  | %
meas_freq | variable | measurement frequency |  | 4 Hz
output_freq | variable | output frequency of the sensor |  | 1 Hz
avg_freq | variable | averaging frequency set |  | 0.001667 Hz (10-min)
avail_freq_min | variable | minimum available frequency output |  | 0.001667 Hz (10-min)
avail_freq_max | variable | maximum available frequency output |  | 4 Hz
long_name | variable | long name of the variable |  | Lidar availability
var_region | variable | city/state |  | Bremerhaven
keywords | variable | synonyms for variable name acc. To standards |  | lidar availability, lidar quality, Lidar CNR
var_id | variable | reference id in the system |  | L010023AV
installer_url | global | manafacturer's website and product info |  | https://www.vaisala.com/en/wind-lidars/wind-energy
installer_name | global | contact person |  | Matthieau Boquet
installer_email | global | contact person's email |  | Matthieau.Boquet@vaisala.com
installer_tel | global | contact person's telephone nr. |  | +33 (0) 1451451450
installed_datetime | global | date and time when file was created |  | 2020-12-08 12:17
deinstalled_datetime | global | date and time when the sensor will/is de-installed |  | 2021-12-08 13:07
installer_institution | global | Manufacturer's name |  | Vaisala Leosphere
resolution | variable | sensor resolution |  | 0.1%
var_range_min | variable | sensor range min |  | 0%
var_range_max | variable | sensor range max |  | 100%
uncertainty | variable | sensor uncertainty |  | =+-1%
averaging | variable
meas_start | variable | measurement start date and time |  | 2020-12-01 12:27
meas_end | variable | measurement end date and time |  | 2020-12-08 12:27
last_repair_start | global | last repair start date and time |  | 2020-12-07 12:27
last_repair_end | global | last repair end date and time |  | 2020-12-08 12:27
last_repair_by_url | global | Repairer's website and product info |  | https://www.vaisala.com/en/wind-lidars/wind-energy
last_repair_by_name | global | contact person for repairing |  | Matthieau Boquet
last_repair_by_email | global | Repair contact person's email |  | Matthieau.Boquet@vaisala.com
last_repair_by_tel | global | Repair contact person's telephone nr. |  | +33 (0) 1451451450
last_repair_by_institution | global | Manufacturer's name |  | Vaisala Leosphere
lin_max | variable | minimum lattitude |  | 53.505155 deg
lat_max | variable | maximum lattitude, same as min in case small object |  | 53.505155 deg
lon_min | variable | minimum longitude |  | 8.578329 deg
lon_max | variable | maximum longitude |  | 8.578329 deg
elevation | variable | Elevation at the sensor locaton |  | 0m
elevation_asl | variable | Elevation above mean sea level |  | 3m
log_history | variable | link to log history
owner_url | global | url owner of the data / data manager
owner_name | global | Owner's name
owner_email | global | owner's email address |  | julia.gottschall@iwes.fraunhofer.de
owner_institution | global | ownder's institution |  | Fraunhofer IWES
owner_tel | global | owner's telephone nr. |  | +49 471 14290-354
owned_date | global | date and time of ownership |  | 2020-12-08 12:33
var_comment | variable | remarks on variable attributes |  | just examples here
global_comment | global | remarks on global attributes |  | only examples here
utc_start | global | starting time of primary measurements |  | 2020-11-08 12:33
utc_end | global | ending time of primary measurements |  | 2020-12-08 12:34
ntp_reftime | global | reference time on the NTP server |  | 2020-12-08 12:34
ntp_refserver | global | link / details of the NTP server |  | N2
var_mean | variable | mean value of the variable |  | 98%
var_stddev | variable | stddev value of the variable |  | 20%
var_min | variable | minimum value of the variable |  | 48%
var_max | variable | maximum value of the variable |  | 100%
var_avail | variable | availability of the measurement sensor |  | 99%
var_flag | variable | flag value |  | 1
flag_desc | global | link to the flagging procedure |  | not created yet
var_detailed_flag | variable | information about the flag value |  | QC1 passed, no error
meas_sensor_name | global | name of the measurement sensor |  | BTC
meas_station_name | global | name of the measurement station |  | Vaisala Pulsed Lidar
meas_station_id | global | reference id of the measurement station |  | L01
meas_station_parent | global | 1st level hierarchy of sensor location |  | GENERAL_DAQ
meas_station_child | global | children level classification of the measurement sensor |  | BTC_01
meas_station_gparent | global | 2nd level hierarchy of the sensor location |  | AD8_Prototype
meas_station_location | global | 3rd level hierarchy of the sensor location |  | Airport
meas_proj_id | global | project id related to measurement |  | XXX3036
meas_proj_name | global | project name related to the measurement |  | TestfeldBHV
meas_station_installer_url | global | measuring station manufacturer's website
meas_station_installer_name | global | contact person |  | Sabine Helber
meas_station_installer_email | global | contact person's email |  | info@windguard.de
meas_station_installer_tel | global | contact person's telephone nr. |  | +49 174 9938875
meas_station_installed_datetime | global | date and time when the station was installed |  | 2018-01-15 09:00
meas_station_deinstalled_datetime | global | date and time when the sensor will/is de-installed |  | 2022-01-15 09:00
meas_station_installer_institution | global | Manufacturer's name |  | Deutsche Windguard
meas_sensor_relocation_datetime | variable | date and time when the sensor was relocated
meas_station_relocation_datetime | global | date and time when the measurement station was relocated
sensor_reloc_lin_max | variable | minimum lattitude before relocation of the sensor |  | 53.505155 deg
sensor_reloc_lat_max | variable | maximum lattitude, same as min in case small object before relocation of the sensor |  | 53.505155 deg
sensor_reloc_lon_min | variable | minimum longitude before relocation of the sensor |  | 8.578329 deg
sensor_reloc_lon_max | variable | maximum longitude before relocation of the sensor |  | 8.578329 deg
sensor_reloc_height | variable | sensor height before relocation
sensor_reloc_dirN | variable | sensor direction rel. To the North before relocation
station_reloc_lin_max | global | minimum lattitude before relocation of the station |  | 53.505155 deg
station_reloc_lat_max | global | maximum lattitude, same as min in case small object before relocation of the station |  | 53.505155 deg
station_reloc_lon_min | global | minimum longitude before relocation of the station |  | 8.578329 deg
station_reloc_lon_max | global | maximum longitude before relocation of the station |  | 8.578329 deg
rough_L | variable | roughness length classification (Davenport's) |  | 0.1
ntp_sync | global | time synchronisation with NTP (s) |  | 10s
ntp_sync_err | global | time synchronisation error with NTP (s) |  | 0.1s
daylight_saving | global | daylight saving applied (logical)
resp_time | variable | response time of the sensor

## Metadata_Hierarchical
Level 1 | Level 2 | Level 3 | Level 4 | Units | Description | Example value
info | web | webpage |  | S | webpage for general description and access | https://info.iwes.fraunhofer.de/display/Feldme/Zugriff+auf+OE612+Messdaten
|  | url |  | S | url of the webpage for access | https://onedas.iwes.fraunhofer.de
| publication | name |  |  | name of the person responsible for metadata and formatting
|  | email |  |  | contact person's email
|  | tel |  |  | contact person's telephone nr.
|  | institution |  |  | Institute's name
|  | url |  |  | Website of the institute
|  | id |  |  | unique id of the data publication
|  | doi |  |  | DOI of the publication
|  | handle |  |  | mostly in case of repositories
file | author | name |  | S | name of the data manager | Vincent Wilms
|  | url |  | S | data management institution webpage | https://onedas.iwes.fraunhofer.de
|  | email |  | S | email address of the data manager | Wilms, Vincent <vincent.wilms@iwes.fraunhofer.de>
|  | contact |  | S | telephone contact of the data manager | +49 471 14290-379
|  | institution |  | S | name of the company/institution | Fraunhofer IWES OE400
| datetime |  |  | T | date and time of file creation | 2020-12-08 12:17
| meas_start |  |  | T | starting date time of measurement in data system | 02.02.2021 08:00:00
| meas_end |  |  | T | end of measurement date time in the data system | 02.02.2021 09:00:00
| title |  |  | S | filename of the data | AIRPORT/AD8_PROTOTYPE/GENERAL_DAQ/LIDAR/BTC_Availability
| institution |  |  | S | Specifies where the original data was produced.
| references |  |  | S | Published or web-based references that describe the data or methods used to produce it.
| source |  |  | S | method of production of the original data | model-version / observation / radiosonde
| history |  |  | S | audit trail for modifications to the original data
| comment |  |  | S | Miscellaneous information about the data or methods
site | region |  |  |  | region of measurement | Bremerhaven
| site_code |  |  |  | Reference name and Id for the site | FINO
| platform_code |  |  |  | Reference name and id for the platform | FINO-1
| geog | lat_min |  | degrees_north | minimum lattitude of the measurment site | 53.505155 deg
|  | lat_max |  | degrees_north | maximum lattitude of the measurement site | 53.505155 deg
|  | lon_min |  | degrees_east | minimum longitude of the measurement site | 8.578329 deg
|  | lon_max |  | degrees_east | maximum longitude of the measurement site | 8.578329 deg
|  | vert_min |  | m
|  | vert_max |  | m
|  | vert_positive |  | up/down
| elevation | elevation |  |  | Elevation at the measurement site | 0m
|  | elevation asl |  |  | Elevation of the measurement site above sea level | 3m
| roughness |  |  |  | roughness length classification according to Davenport | 0.1
| wind_power_class |  |  |  | Wind power class according to wind potential | 3
| terrain_slope |  |  |  | Terrain slope at the measurement site | 1.5°
| area_type |  |  |  | site classification | simple /flat
| mean_tree_height |  |  |  | mean height of the trees at the location
| mean_buildings_height |  |  |  | mean height of the buildings at the location
| maps** | aerial |  |  | aerial image of the maps
|  | local_scale |  |  | map with coarse details
|  | micro_scale |  |  | map with fine details
| photos** | sensor_location |  |  | images of the location where sensors are installed
|  | cardinal_directions |  |  | images in NSEW directions
|  | bird_view |  |  | aerial image of the location
|  | panoramic |  |  | panoramic view of the location
User Interface | name |  |  |  | OneDAS Explorer
| url |  |  |  | url to the user interface (e.g. OneDAS webpage)
| access |  |  |  | Open or limited access
| start_datetime |  |  |  | start datetime of the file extracted from oneDas | 02.02.2021 08:00:00
| end_datetime |  |  |  | end datetime of the file extracted from oneDas | 02.02.2021 09:00:00
| file_granulity |  |  |  | file granulity of the file extracted from oneDas | 1 file / day
| sample_rate |  |  |  | sample rate of the file extracted from oneDas | 600s
network | ntp_sync |  |  |  | time synchronisation with NTP (s) | 10s
| ntp_sync_err |  |  |  | time synchronisation error with NTP (s) | 0.1s
| daylight_saving |  |  |  | daylight saving applied (logical) | 0
| ntp_reftime |  |  |  | reference time on the NTP server | UTC
| ntp_refserver |  |  |  | link / details of the NTP server | N2
| comm_type |  |  |  | Network communication type (WIFI, broadband, dial-up, LAN,) | wifi
| data_trans_freq |  |  |  | Data transmission frequency | 1 hour
infrastructure | install | name |  |  | contact person | Matthieau Boquet
|  | email |  |  | contact person's email | Matthieau.Boquet@vaisala.com
|  | tel |  |  | contact person's telephone nr. | +33 (0) 1451451450
|  | institution |  |  | Company's name | Vaisala Leosphere
|  | url |  |  | Website | https://www.vaisala.com/en/wind-lidars/wind-energy
|  | begin |  |  | datetime when installation started | 2020-12-08 12:17
|  | end |  |  | datetime when installation ended | 2020-12-09 12:17
| repair | name |  |  | contact person | Matthieau Boquet
|  | email |  |  | contact person's email | Matthieau.Boquet@vaisala.com
|  | tel |  |  | contact person's telephone nr. | +33 (0) 1451451450
|  | institution |  |  | Company's name | Vaisala Leosphere
|  | url |  |  | Website | https://www.vaisala.com/en/wind-lidars/wind-energy
|  | begin |  |  | datetime when installation started | 2020-12-08 12:17
|  | end |  |  | datetime when installation ended | 2020-12-09 12:17
| relocation** | name |  |  | contact person | Matthieau Boquet
|  | email |  |  | contact person's email | Matthieau.Boquet@vaisala.com
|  | tel |  |  | contact person's telephone nr. | +33 (0) 1451451450
|  | institution |  |  | Company's name | Vaisala Leosphere
|  | url |  |  | Website | https://www.vaisala.com/en/wind-lidars/wind-energy
|  | begin |  |  | datetime when installation started | 2020-12-08 12:17
|  | end |  |  | datetime when installation ended | 2020-12-09 12:17
| decomission** | name |  |  | contact person | Matthieau Boquet
|  | email |  |  | contact person's email | Matthieau.Boquet@vaisala.com
|  | tel |  |  | contact person's telephone nr. | +33 (0) 1451451450
|  | institution |  |  | Company's name | Vaisala Leosphere
|  | url |  |  | Website | https://www.vaisala.com/en/wind-lidars/wind-energy
|  | begin |  |  | datetime when installation started | 2020-12-08 12:17
|  | end |  |  | datetime when installation ended | 2020-12-09 12:17
| owner | name |  |  | contact person | Julia Gottschall
|  | email |  |  | contact person's email | julia.gottschall@iwes.fraunhofer.de
|  | tel |  |  | contact person's telephone nr. | +49 471 14290-354
|  | institution |  |  | Company's name | Fraunhofer IWES
|  | url |  |  | Website | https://onedas.iwes.fraunhofer.de/
git** | branch | readme |  |  | path to readme.txt for the git folder | https://gitlab.cc-asp.fraunhofer.de/giyash/testfeld-bhv/-/blob/master/README.md
|  | rep |  |  | path to git repository/folder | https://gitlab.cc-asp.fraunhofer.de/giyash/testfeld-bhv.git
|  | name |  |  | name of the branch / master | Testfeld BHV/master
|  | admin |  |  | Name of the git admin | Ashim Giyanani
|  | last_commit |  |  | last commit text | Delete class_mm.py
|  | last_commit_by |  |  | editor of the last commit | Alkistis Papetta
sensor | specs | id |  |  | Instrument id in system
|  | manufacturer |  |  | Manufacturer of the sensor | Adolf Thies GmbH&Co.KG
|  | make |  |  | make of the instrument
|  | model |  |  | Model of the instrument | 4.3830.xx.xxx
|  | size |  |  | Size in L X B X H | 600 x 300 mm
|  | weight |  |  | Weight in kg | 60 kg
|  | type |  |  | Type of instrument | 3D ultrasonic anemometer
|  | serial |  |  | Serial number of the instrument | 3130046
|  | operation |  |  | Operation principles | ultrasonic
|  | sensor_status |  |  | Last known condition of the sensor | good
|  | power |  |  | Power supply | battery
|  | total_number |  | N | total number of same sensor at the location | 6
| temporal | install_datetime |  |  | Date of installation | 27.07.2020
|  | repair_datetime |  |  | Date of repair | 27.07.2020
|  | deinstall_datetime |  |  | Date of decomissioning | 27.06.2022
|  | data_start |  |  | Start of data recording | 02.12.2020
|  | data_end |  |  | End of data recording | none
|  | data_duration |  | ISO 8601 duration convention |  | P1Y1M3D
|  | data_resolution |  | ISO 8601 duration convention |  | PnYnMnDTnHnMnS
| spatial | pos_x |  |  | measurement longitudinal position in local coordinates | 2m
|  | pos_y |  |  | measurement lateral position in local coordinates | 2m
|  | pos_z |  |  | measurement vertical position in local coordinates | 25m
|  | dirN |  |  | direction of installed sensor rel. To the North | 300.5°
|  | parent |  |  | parent group to which sensor belongs | boom1 25m
|  | gparent |  |  | grandparent entity of the sensor | metmast
|  | child |  |  | sub-sensors providing data, if applicable | none
| calibration* | precision |  |  | Sensitivity of precision of the sensor
|  | range |  |  | Measurement range | 0-50m/s
|  | resp_time |  |  | Response time of the sensor | 0.5s
|  | accuracy |  |  | Accuracy of measurement | 0.01m/s
|  | corrections |  |  | Corrections or calibration constant | 0.2 m/s
|  | errors |  |  | Errors in measurement | 0.5 m/s
|  | slope |  |  | Slope according to Linear regression analysis | 1.0008
|  | offset |  |  | Offset according to linear regression | -0.0025
|  | corrcoeff |  |  | Correlation coefficient | 0.99984
|  | true_N |  |  | True North | 120.6°
|  | mag_N |  |  | magnetic North | 298°
|  | declination |  |  | declination | 2.55°
| Variables | short_name |  |  | short_name to be used in the data files | Lidar_Avail
|  | standard_name |  |  | A standard name that references a description of a variable"s content in the standard name table
|  | long_name |  |  | Long name describing the abbreviations of the short name | Lidar_Availability
|  | description |  |  | Description of the variable and other details
format
|  | units |  |  | Units of a variable"s conten | %
|  | freq | meas_freq |  |  | 4 Hz
|  |  | sampl_freq |  |  | 1 Hz
|  |  | averaging_period |  |  | 0.001667 Hz (10-min)
|  |  | min_freq |  |  | 0.001667 Hz (10-min)
|  |  | max_freq |  |  | 4 Hz
|  | stats | min |  | minimum range value in measured data | 48%
|  |  | max |  | maximum range value in measured data | 100%
|  |  | mean |  | mean during the averaging period | 98%
|  |  | stddev |  | standard deviation during averaging period | 20%
|  |  | avail |  | signal availability during averaging period | 99%
|  | keywords |  |  | synonyms for variable name acc. To standards | lidar availability, lidar quality, Lidar CNR
|  | id |  |  | reference id in the system | L010023AV
|  | qc | flag_values |  | contains a list of the possible flag values
|  |  | flag_masks |  | contains a list of values matching unique bit fields
|  |  | flag_meanings |  | string whose value is a blank separated list of descriptive words or phrases, one for each flag value.
_FillValue
valid_range
valid_min
valid_max
|  |  | actual_range | Numeric | The smallest and the largest valid nonmissing values occurring in the variable
|  | ancillary_variables |  | String | Identifies a variable that contains closely associated data, e.g., the measurement uncertainties of instrument data.
Note:
** too detailed and too idealistic at the moment, but maybe for the future
* can be extended to include calibration details of other variables

## Info (hidden)
data types | string, char, byte, short, int, float or real, and double
dimensions | X,Y,Z,T
missing data | _FillValue, missing_value, valid_min, valid_max, and valid_range

## iSpin (hidden)
short_name | standard_name | long_name | description | format | units
TimeStamp | SampleTime |  | Measurement time period | dd-mm-yyyy hh:mm:ss | time
WS_free_avg | AverageFreeWindSpeed |  | Free wind speed mean calculated from WS_corr_avg and the NTF to free wind stream | 4 decimals | m/s
WS_free_std | AverageFreeWindSpeedStd |  | Free wind speed standard deviation calculated from WS_corr_avg and the NTF to free wind stream | 4 decimals | m/s
WS_NoNTF_avg | AverageCorrectedWindSpeed |  | No induction wind speed calculated from WS_corr_avg without using the NTF to free wind stream | 4 decimals | m/s
YA_corr_avg | AverageCorrectedYawAngle |  | Average value of yaw misalignment, corrected by factors | 3 decimals | °
IA_corr_avg | AverageCorrectedInclinationAngle |  | Average value of inflow angle, corrected by factors | 3 decimals | °
T_avg | AverageInstantaneousTemperature |  | Average value of temperature | 3 decimals | °C
T_min | AverageInstantaneousTemperatureMin |  | Minimum value of temperature | 3 decimals | °C
T_max | AverageInstantaneousTemperatureMax |  | Maximum value of temperature | 3 decimals | °C
T_std | AverageInstantaneousTemperatureStd |  | Standard deviation value of temperature | 3 decimals | °C
ARS_avg | AverageAngularRotorSpeed |  | Average value of Angular Rotor Speed | 3 decimals | °/s
ARS_min | AverageAngularRotorSpeedMin |  | Minimum value of Angular Rotor Speed | 3 decimals | °/s
ARS_max | AverageAngularRotorSpeedMax |  | Maximum value of Angular Rotor Speed | 3 decimals | °/s
ARS_std | AverageAngularRotorSpeedStd |  | Standard deviation value of Angular Rotor Speed | 3 decimals | °/s
Heating | HeatingSwitchDutyCycle |  | Average value of Heating | 1 decimals | %
True_Heading_avg | TrueHeadingAverage |  | SCADA Calculated True Heading Average, relative to true north. | 4 decimals | °
Comp_CountSamplesValid | CompassCountSamplesValid |  | Count of samples received is actually valid | Integer | #
Heading_avg | CompassHeadingAverage |  | Compass Heading Average, magnetic north | 4 decimals | °
Heading_min | CompassHeadingAverageMin |  | Compass Heading Minimum, magnetic north | 4 decimals | °
Heading_max | CompassHeadingAverageMax |  | Compass Heading Maximum, magnetic north | 4 decimals | °
Heading_std | CompassHeadingAverageStd |  | Compass Heading Std. | 4 decimals | °
ExtTemp_avg | CompassExternalTemperatureAverage |  | External Compass Temperature (pt100) Average | 4 decimals | °C
ExtTemp_min | CompassExternalTemperatureAverageMin |  | External Compass Temperature (pt100) Minimum | 4 decimals | °C
ExtTemp_max | CompassExternalTemperatureAverageMax |  | External Compass Temperature (pt100) Maximum | 4 decimals | °C
ExtTemp_std | CompassExternalTemperatureAverageStd |  | External Compass Temperature (pt100) Std. | 4 decimals | °C
ExtPress_avg | CompassAirPressureAverage |  | Air pressure measurement Average | 4 decimals | mBar
ExtPress_min | CompassAirPressureAverageMin |  | Air pressure measurement Minimum | 4 decimals | mBar
ExtPress_max | CompassAirPressureAverageMax |  | Air pressure measurement Maximum | 4 decimals | mBar
ExtPress_std | CompassAirPressureAverageStd |  | Air pressure measurement Std. | 4 decimals | mBar
SaDataValid | SaDataValid |  | iSpin data is valid | True/false | True/False
DataOK | DataOK |  | Data is valid for Yaw misalignment detection, validity filter to ensure operational turbine | True/false | True/False
WS_avg_Scada |  |  |  |  | m/s
WS_min_Scada |  |  |  |  | m/s
WS_max_Scada |  |  |  |  | m/s
WS_std_Scada |  |  |  |  | m/s
Power_avg_Scada |  |  |  |  | kW
Power_min_Scada |  |  |  |  | kW
Power_max_Scada |  |  |  |  | kW
Power_std_Scada |  |  |  |  | kW
WD_avg_Scada |  |  |  |  | deg
WD_min_Scada |  |  |  |  | deg
WD_max_Scada |  |  |  |  | deg
WD_std_Scada |  |  |  |  | deg
Pitch_avg_Scada |  |  |  |  | deg
Pitch_min_Scada |  |  |  |  | deg
Pitch_max_Scada |  |  |  |  | deg
Pitch_std_Scada |  |  |  |  | deg
Invalid_Scada |  |  |  |  | True/False

## Metadata_iSpin
Level 1 | Level 2 | Level 3 | Level 4 | Units | Description | Convention | Link | Attribute | Wind speed
info | web | webpage |  | S | webpage for general description and access |  |  | global | https://info.iwes.fraunhofer.de/display/Feldme/Zugriff+auf+OE612+Messdaten
info | web | url |  | S | url of the webpage for access |  |  | global | https://onedas.iwes.fraunhofer.de
file | creator_name |  |  | S | name of the data manager | ACDD/CF | netcdf_v2 | global | Vincent Wilms
file | creator_url |  |  | S | data management institution webpage | ACDD/CF | netcdf_v2 | global | https://onedas.iwes.fraunhofer.de
file | creator_email |  |  | S | email address of the data manager | ACDD/CF | netcdf_v2 | global | vincent.wilms@iwes.fraunhofer.de
file | creator_tel |  |  | S | telephone contact of the data manager | ACDD/CF | netcdf_v2 | global | +49 471 14290-379
file | creator_institution |  |  | S | name of the company/institution | ACDD/CF | netcdf_v2 | global | Fraunhofer IWES OE400
file | subject |  |  | S | A topic of the resource | ACDD/CF | DCMI | global | Wind Energy
file | description |  |  | S | description of the file (Who, What, Where, Why, When) | ACDD/CF | DCMI | global | 10 minute average data from romoWind's iSpin sonic anemometer installed on the hub of a wind turbine at Testfeld BHV, Bremerhaven for Fraunhofer IWES within the framework of Testfeld project, 24.07.2019 to 24.07.2022
file | date_created |  |  | T | date and time of file creation | ACDD/CF | netcdf_v2 | global | 08.12.2020 12:17:00
file | date_issued |  |  | T | The date on which this data (including all modifications) was formally issued | ACDD/CF | netcdf_v2 | global | 09.12.2020 12:17:00
file | date_modified |  |  | T | The date on which the data was last modified | ACDD/CF | netcdf_v2 | global | 02.03.2021 09:00:00
file | date_metadata_modified |  |  | T | The date on which the metadata was last modified | ACDD/CF | netcdf_v2 | global | 05.03.2021 00:00:00
file | time_coverage_start |  |  | T | starting date time of measurement in data system | ACDD/CF | netcdf_v2 | global | 24.07.2019 08:00:00
file | time_coverage_end |  |  | T | end of measurement date time in the data system | ACDD/CF | netcdf_v2 | global | 02.03.2021 09:00:00
file | time_coverage_duration |  |  | ISO 8601:2004 | Use ISO 8601:2004; preferably the extended format. Examples: P1Y, P3M, P10D | ACDD/CF | netcdf_v2 | global | 10T
file | time_coverage_resolution |  |  | ISO 8601:2004 | Use ISO 8601:2004; preferably the extended format. Examples: P1Y, P3M, P10D | ACDD/CF | netcdf_v2 | global | P3Y
file | project |  |  | S | The name of the project(s) principally responsible for originating this data. | ACDD | netcdf_v2 | global | Testfeld BHV
file | program |  |  | S | The overarching program(s) of which the dataset is a part. | ACDD | netcdf_v2 | global | None
file | title |  |  | S | A short phrase or sentence describing the dataset | ACDD/CF | netcdf_v2 | global | AIRPORT/AD8_PROTOTYPE/GENERAL_DAQ/LIDAR/BTC_Availability
file | institution |  |  | S | Specifies where the original data was produced. | ACDD/CF | netcdf_v2 | global | Fraunhofer IWES
file | references |  |  | S | Published or web-based references that describe the data or methods used to produce it. | ACDD/CF | netcdf_v2 | global | None
file | source |  |  | S | method of production of the original data | ACDD/CF | netcdf_v2 | global | observation
file | history |  |  | S | audit trail for modifications to the original data | ACDD/CF | netcdf_v2 | global | None
file | comment |  |  | S | Miscellaneous information about the data or methods | ACDD/CF | netcdf_v2 | global | None
file | publisher_name |  |  | S | name of the person responsible for metadata and formatting | ACDD/CF | netcdf_v2 | global | Ashim Giyanani
file | publisher_email |  |  | S | contact person's email | ACDD/CF | netcdf_v2 | global | ashim.giyanani@iwes.fraunhofer.de
file | publisher_tel |  |  | S | contact person's telephone nr. | ACDD/CF | netcdf_v2 | global | 0049 15905026087
file | publisher_institution |  |  | S | Institute's name | ACDD/CF | netcdf_v2 | global | Fraunhofer IWES OE443
file | publisher_url |  |  | S | Website of the institute | ACDD/CF | netcdf_v2 | global | www.iwes.fraunhofer.de
file | id |  |  | S | unique id of the data publication | ACDD/CF | netcdf_v2 | global | None
file | doi |  |  | S | DOI of the publication | DCMI | DCMI | global | None
file | handle |  |  | S | mostly in case of repositories | DCMI | DCMI | global | None
file | product_version |  |  | S | Version identifier of the data file | ACDD/CF | netcdf_v2 | global | None
file | processing_level |  |  | S | A textual description of the quality control level of the data. |  | NOAA_Processing_Levels | global | None
file | contributor_name |  |  | S | name of the contributor | ACDD/CF | netcdf_v2 | global | Annika Baltzer
file | contributor_role |  |  | S | role of the contributor | ACDD/CF | netcdf_v2 | global | Quality control
file | type |  |  | S | The nature or genre of the resource. | DCMI | DCMI | global | spinner anemometry
file | format |  |  | S | The file format, physical medium, or dimensions of the resource. | DCMI | DCMI | global | csv
file | language |  |  | S | language of metadata | DCMI | DCMI | global | en
file | relation |  |  | S | A related resource. | DCMI | DCMI | global | sonic anemometer at 110m metmast
file | coverage |  |  | T | spatial or temporal coverage of the data | DCMI | DCMI | global | 24.07.2019 - 16.03.2021
file | rights |  |  | S | refer to a rights statement with a URI. | DCMI | DCMI | global | None
file | acknowledgement |  |  | S | A place to acknowledge various types of support for the project that produced this data | ACDD/CF | netcdf_v2 | global | None
file | cdm_data_type |  |  | S | 8 feature types: point/timeSeries/trajectory/profile/timeSeriesProfile/trajectoryProfile/swath/grid | ACDD/CF | netcdf_v2 | global | timeSeries
file | Conventions |  |  | S | States that the CF convention is being used and what version. | ACDD/NUG | netcdf_v2 | global | CF-1.7
file | coverage_content_type |  |  | S | An ISO 19115-1 code to indicate the source of the data (image, thematicClassification, physicalMeasurement, auxiliaryInformation, qualityInformation, referenceInformation, modelResult, or coordinate). | ACDD/CF | netcdf_v2 | global | physicalMeasurement
file | uuid |  |  | S | Machine readable unique identifier for each netCDF file. | NODC | uuid | global | 550e8400-e29b-41d4-a716-446655440000
site | region |  |  |  | region of measurement |  |  | global | Bremerhaven
site | site_code |  |  |  | Reference name and Id for the site |  |  | global | None
site | platform_code |  |  |  | Reference name and id for the platform |  |  | global | None
site | site_address |  |  |  | Address of the test site / installation site |  |  | global | Bremerhaven Airport, 27572 Bremerhaven, Germany
site | geospatial_bounds |  |  | S | data's 2D or 3D geospatial extent | ACDD |  | global | None
site | geospatial_bounds_crs |  |  | S | The coordinate reference system (CRS) of the point coordinates in the geospatial_bounds attribute (EPSG CRSs are strongly recommended) | ACDD |  | global | None
site | geospatial_bounds_vertical_crs |  |  | S | The vertical coordinate reference system (CRS) for the Z axis of the point coordinates in the geospatial_bounds attribute | ACDD |  | global | None
site | geospatial_lat_min | lat_min |  | degrees_north | minimum lattitude of the measurment site |  |  | global | 53°, 30.340'N
site | geospatial_lat_max | lat_max |  | degrees_north | maximum lattitude of the measurement site |  |  | global | 53°, 30.340'N
site | geospatial_lon_min | lon_min |  | degrees_east | minimum longitude of the measurement site |  |  | global | 8°, 34.736'E
site | geospatial_lon_max | lon_max |  | degrees_east | maximum longitude of the measurement site |  |  | global | 8°, 34.736'E
site | geospatial_lat_units | [6 empty] | global
site | geospatial_lat_resolution | [6 empty] | global
site | geospatial_lon_units | [6 empty] | global
site | geospatial_lon_resolution | [6 empty] | global
site | geospatial_vertical_min | vert_min |  | m |  |  |  | global | 115
site | geospatial_vertical_max | vert_max |  | m |  |  |  | global | 116
site | geospatial_vertical_units | [6 empty] | global
site | geospatial_vertical_resolution | [6 empty] | global
site | geospatial_vertical_positive | vert_positive |  | up/down |  |  |  | global | up
site | elevation | elevation |  |  | Elevation at the measurement site |  |  | global | 0m
site | elevation | elevation asl |  |  | Elevation of the measurement site above sea level |  |  | global | 3m
site | roughness |  |  |  | roughness length classification according to Davenport |  |  | global | 0.1
site | wind_power_class |  |  |  | Wind power class according to wind potential |  |  | global | 3
site | terrain_slope |  |  |  | Terrain slope at the measurement site |  |  | global | 1.5°
site | area_type |  |  |  | site classification |  |  | global | simple /flat
site | mean_tree_height |  |  |  | mean height of the trees at the location |  |  | global | 2
site | mean_buildings_height |  |  |  | mean height of the buildings at the location |  |  | global | 6
site | maps** | aerial |  |  | aerial image of the maps |  |  | global | None
site | maps** | local_scale |  |  | map with coarse details |  |  | global | None
site | maps** | micro_scale |  |  | map with fine details |  |  | global | None
site | photos** | sensor_location |  |  | images of the location where sensors are installed |  |  | global | None
site | photos** | cardinal_directions |  |  | images in NSEW directions |  |  | global | None
site | photos** | bird_view |  |  | aerial image of the location |  |  | global | None
site | photos** | panoramic |  |  | panoramic view of the location |  |  | global | None
site | main_wind_direction | min_direction |  |  | main wind direction min from North =0° |  |  | global | 210°
site | main_wind_direction | max_direction |  |  | main wind direction max from North=0° |  |  | global | 240°
site | weibull_param_
site
site | weibull_param | scale |  |  | scale parameter of weibull distribution from metmast (annual) |  |  | global | 8.6
site | weibull_param | shape |  |  | shape parameter of weibull distribution from metmast (annual) |  |  | global | 2.4
user_interface | system_name |  |  |  | OneDAS Explorer |  |  | global | OneDAS Explorer
user_interface | url |  |  |  | url to the user interface (e.g. OneDAS webpage) |  |  | global | https://onedas.iwes.fraunhofer.de
user_interface | access |  |  |  | Open or limited access |  |  | global | limited
user_interface | start_datetime |  |  |  | start datetime of the file extracted from oneDas |  |  | global | 02.02.2021 08:00:00
user_interface | end_datetime |  |  |  | end datetime of the file extracted from oneDas |  |  | global | 02.02.2021 09:00:00
user_interface | file_granulity |  |  |  | file granulity of the file extracted from oneDas |  |  | global | 1 file / day
user_interface | sample_rate |  |  |  | sample rate of the file extracted from oneDas |  |  | global | 600s
user_interface | file_format_version | [6 empty] | global | 1
user_interface | samples_per_day | [6 empty] | global | 144
user_interface | project_id | [6 empty] | global | /AIRPORT/AD8_PROTOTYPE/GENERAL_DAQ
user_interface | license | [6 empty] | global | Usage policy according to https://onedas.iwes.fraunhofer.de/attachments/AIRPORT_AD8_PROTOTYPE_GENERAL_DAQ/UsageAgreementAdwen.pdf
network | ntp_sync |  |  |  | time synchronisation with NTP (s) |  |  | global | 10s
network | ntp_sync_err |  |  |  | time synchronisation error with NTP (s) |  |  | global | 0.1s
network | daylight_saving |  |  |  | daylight saving applied (logical) |  |  | global | 0
network | ntp_reftime |  |  |  | reference time on the NTP server |  |  | global | UTC
network | ntp_refserver |  |  |  | link / details of the NTP server |  |  | global | N2
network | comm_type |  |  |  | Network communication type (WIFI, broadband, dial-up, LAN,) |  |  | global | wifi
network | data_trans_freq |  |  |  | Data transmission frequency |  |  | global | 1 hour
infrastructure | install | name |  | S | contact person |  |  | global | Gerth Bech Jensen
infrastructure | install | email |  | S | contact person's email |  |  | global | support@romowind.com
infrastructure | install | tel |  | S | contact person's telephone nr. |  |  | global | 0045 25184800
infrastructure | install | institution |  | S | Company's name |  |  | global | ROMO Wind
infrastructure | install | url |  | S | Website |  |  | global | www.romowind.com
infrastructure | install | begin |  | S | datetime when installation started |  |  | global | 2019-07-13
infrastructure | install | end |  | S | datetime when installation ended |  |  | global | 2019-07-24
infrastructure | repair | name |  | S | contact person |  |  | global | Matthieau Boquet
infrastructure | repair | email |  | S | contact person's email |  |  | global | support@romowind.com
infrastructure | repair | tel |  | S | contact person's telephone nr. |  |  | global | 0045 25184800
infrastructure | repair | institution |  | S | Company's name |  |  | global | ROMO Wind
infrastructure | repair | url |  | S | Website |  |  | global | www.romowind.com
infrastructure | repair | begin |  | S | datetime when repair started |  |  | global | 2020-12-08 12:17
infrastructure | repair | end |  | S | datetime when repair ended |  |  | global | 2020-12-09 12:17
infrastructure | relocation** | name |  | S | contact person |  |  | global | None
infrastructure | relocation** | email |  | S | contact person's email |  |  | global | None
infrastructure | relocation** | tel |  | S | contact person's telephone nr. |  |  | global | None
infrastructure | relocation** | institution |  | S | Company's name |  |  | global | None
infrastructure | relocation** | url |  | S | Website |  |  | global | None
infrastructure | relocation** | begin |  | S | datetime when relocation started |  |  | global | None
infrastructure | relocation** | end |  | S | datetime when relocation ended |  |  | global | None
infrastructure | decomission** | name |  | S | contact person |  |  | global | None
infrastructure | decomission** | email |  | S | contact person's email |  |  | global | None
infrastructure | decomission** | tel |  | S | contact person's telephone nr. |  |  | global | None
infrastructure | decomission** | institution |  | S | Company's name |  |  | global | None
infrastructure | decomission** | url |  | S | Website |  |  | global | None
infrastructure | decomission** | begin |  | S | datetime when decomission started |  |  | global | None
infrastructure | decomission** | end |  | S | datetime when decomission ended |  |  | global | None
infrastructure | owner | name |  | S | contact person |  |  | global | Julia Gottschall
infrastructure | owner | email |  | S | contact person's email |  |  | global | julia.gottschall@iwes.fraunhofer.de
infrastructure | owner | tel |  | S | contact person's telephone nr. |  |  | global | +49 471 14290-354
infrastructure | owner | institution |  | S | Company's name |  |  | global | Fraunhofer IWES
infrastructure | owner | address |  | S | Company's address |  |  | global | Am Seedeich 45, 27475 Bremerhaven, Germany
infrastructure | owner | url |  | S | Website |  |  | global | https://onedas.iwes.fraunhofer.de/
infrastructure | sales | name |  | S | contact person |  |  | global | JMN
infrastructure | sales | email |  | S | contact person's email |  |  | global
infrastructure | sales | tel |  | S | contact person's telephone nr. |  |  | global
infrastructure | sales | institution |  | S | Company's name |  |  | global | Romo Wind Deutschland GmbH
infrastructure | sales | address |  | S | Company's address |  |  | global
infrastructure | sales | url |  | S | Website |  |  | global
infrastructure | support | name |  | S | contact person |  |  | global | Bjoern Siegmeier
infrastructure | support | email |  | S | contact person's email |  |  | global | bjoern.siegmeier@siemensgamesa.com
infrastructure | support | tel |  | S | contact person's telephone nr. |  |  | global
infrastructure | support | institution |  | S | Company's name |  |  | global | Adwen (Siemens Gamesa renewable energy)
infrastructure | support | address |  | S | Company's address |  |  | global | Am Lunedeich 156, 27572 Bremerhaven
infrastructure | support | url |  | S | Website |  |  | global
git** | branch | readme |  |  | path to readme.txt for the git folder |  |  | global | https://gitlab.cc-asp.fraunhofer.de/giyash/testfeld-bhv/-/blob/master/README.md
git** | branch | rep |  |  | path to git repository/folder |  |  | global | https://gitlab.cc-asp.fraunhofer.de/giyash/testfeld-bhv.git
git** | branch | name |  |  | name of the branch / master |  |  | global | Testfeld BHV/master
git** | branch | admin |  |  | Name of the git admin |  |  | global | Ashim Giyanani
git** | branch | last_commit |  |  | last commit text |  |  | global | Delete class_mm.py
git** | branch | last_commit_by |  |  | editor of the last commit |  |  | global | Alkistis Papetta
instrument | specs | id |  |  | Instrument id in system |  |  | global
instrument | specs | manufacturer |  |  | Manufacturer of the sensor |  |  | global | Romo Wind
instrument | specs | make_model |  |  | make of the instrument |  |  | global
instrument | specs | model |  |  | Model of the instrument |  |  | global | 4.3830.xx.xxx
instrument | specs | size |  |  | Size in L X B X H |  |  | global | 600 x 300 mm
instrument | specs | weight |  |  | Weight in kg |  |  | global | 60 kg
instrument | specs | type |  |  | Type of instrument |  |  | global | 3D ultrasonic anemometer
instrument | specs | serial_number |  |  | Serial number of the instrument |  |  | global | 3130046
instrument | specs | operation |  |  | Operation principles |  |  | global | ultrasonic
instrument | specs | sensor_status_qc |  | N | Last known condition of the sensor |  |  | global | good
instrument | specs | power |  |  | Power supply |  |  | global | battery
instrument | specs | total_number |  | N | total number of same sensor at the location |  |  | global | 6
instrument | instrument_vocabulory | category | [5 empty] | global
instrument | instrument_vocabulory | class | [5 empty] | global
instrument | instrument_vocabulory | type | [5 empty] | global
instrument | instrument_vocabulory | subtype | [5 empty] | global
instrument | instrument_vocabulory | short_name | [5 empty] | global
instrument | instrument_vocabulory | long_name | [5 empty] | global
instrument | instrument_vocabulory | uuid | [5 empty] | global
instrument | temporal | install_datetime |  |  | Date of installation |  |  | global | 27.07.2020
instrument | temporal | repair_datetime |  |  | Date of repair |  |  | global | 27.07.2020
instrument | temporal | deinstall_datetime |  |  | Date of decomissioning |  |  | global | 27.06.2022
instrument | temporal | data_start |  |  | Start of data recording |  |  | global | 02.12.2020
instrument | temporal | data_end |  |  | End of data recording |  |  | global | none
instrument | temporal | data_duration |  | ISO 8601 | ISO 8601 duration convention |  |  | global | P1Y1M3D
instrument | temporal | data_resolution |  | ISO 8601 | ISO 8601 duration convention |  |  | global | PnYnMnDTnHnMnS
instrument | spatial | pos_x |  |  | measurement longitudinal position in local coordinates |  |  | global | 2m
instrument | spatial | pos_y |  |  | measurement lateral position in local coordinates |  |  | global | 2m
instrument | spatial | pos_z |  |  | measurement vertical position in local coordinates |  |  | global | 25m
instrument | spatial | dirN |  |  | direction of installed sensor rel. To the North |  |  | global | 300.5°
instrument | spatial | parent |  |  | parent group to which sensor belongs |  |  | global | boom1 25m
instrument | spatial | gparent |  |  | grandparent entity of the sensor |  |  | global | metmast
instrument | spatial | child |  |  | sub-sensors providing data, if applicable |  |  | global | none
instrument | Variables | calibration* | precision | S | Sensitivity of precision of the sensor | NODC |  | variable | None
instrument | Variables | calibration* | valid_range | S | Measurement range | NODC |  | variable | 0-40m/s
instrument | Variables | calibration* | response_time | S | Response time of the sensor | NODC |  | variable | 0.5s
instrument | Variables | calibration* | resolution | S | Measurment resolution | NODC |  | variable | 0.01 m/s
instrument | Variables | calibration* | accuracy | S | Accuracy of measurement | NODC |  | variable | 0.025m/s
instrument | Variables | calibration* | corrections | S | Corrections or calibration constant | NODC |  | variable | 0.2 m/s
instrument | Variables | calibration* | errors | S | Errors in measurement | NODC |  | variable | 0.5 m/s
instrument | Variables | calibration* | slope | S | Slope according to Linear regression analysis | NODC |  | variable | 1.0008
instrument | Variables | calibration* | offset | S | Offset according to linear regression | NODC |  | variable | -0.0025
instrument | Variables | calibration* | corrcoeff | degrees | Correlation coefficient | NODC |  | variable | 0.99984
instrument | Variables | calibration* | true_N | degrees | True North | NODC |  | variable | 120.6°
instrument | Variables | calibration* | mag_N | degrees | magnetic North | NODC |  | variable | 298°
instrument | Variables | calibration* | declination | degrees | declination | NODC |  | variable | 2.55°
instrument | Variables | calibration* | calibration_date | T | Date of calibration | NODC |  | variable | 22.06.2019
instrument | Variables | calibration* | factory_calibrated | B | Calibrated at factory | NODC |  | variable | TRUE
instrument | Variables | calibration* | user_calibrated | B | Calibrated at user | NODC |  | variable | FALSE
instrument | Variables | short_name |  | S | short_name to be used in the data files |  |  | variable | WS_free_avg
instrument | Variables | standard_name |  | S | A standard name that references a description of a variable"s content in the standard name table of CF conventioms | CF |  | variable | wind_speed
instrument | Variables | long_name |  | S | Long name describing the abbreviations of the short name | CF |  | variable | averaged Wind speed free from induction effect over 10 min
instrument | Variables | description |  | S | Description of the variable and other details | CF |  | variable | averaged Wind speed free from induction effect over 10 min
instrument | Variables | format |  | S | output format of the variable | CF |  | variable | csv
instrument | Variables | units |  | S | Units of a variable"s content | CF |  | variable | m/s
instrument | Variables | freq | meas_freq | S | measurment frequency |  |  | variable | 1 Hz
instrument | Variables | freq | sampl_freq | S | sampling frequency, in case of data logging |  |  | variable | 1 Hz
instrument | Variables | freq | averaging_period | S | averaging period, in case in-built |  |  | variable | 0.001667 Hz (10-min)
instrument | Variables | freq | min_freq | S | min frequency output from sensor |  |  | variable | 0.001667 Hz (10-min)
instrument | Variables | freq | max_freq | S | max frequency output from the sensor |  |  | variable | 4 Hz
instrument | Variables | stats | min | S | minimum range value in measured data |  |  | variable | 0 m/s
instrument | Variables | stats | max | S | maximum range value in measured data |  |  | variable | 50 m/s
instrument | Variables | stats | mean | S | mean during the averaging period |  |  | variable | 13 m/s
instrument | Variables | stats | stddev | S | standard deviation during averaging period |  |  | variable | 1 m/s
instrument | Variables | stats | avail | S | signal availability during averaging period |  |  | variable | 99%
instrument | Variables | keywords |  | S | A comma separated list of key words and phrases. | NODC |  | variable | None
instrument | Variables | keywords_vocabulory |  | S | Identifies the controlled list of keywords from which the values in the "keywords" attribute are taken. | NODC |  | variable | None
instrument | Variables | id |  | S | reference id in the system | NODC |  | variable | L010023AV
instrument | Variables | metadata_link |  | S | a link to a complete metadata record for this dataset | ACDD |  | variable | None
instrument | Variables | qc | flag_values | S | contains a list of the possible flag values | CF |  | variable | None
instrument | Variables | qc | flag_masks | S | contains a list of values matching unique bit fields | CF |  | variable | None
instrument | Variables | qc | flag_meanings | S | string whose value is a blank separated list of descriptive words or phrases, one for each flag value. | CF |  | variable | None
instrument | Variables | qc | _FillValue | Numeric | NaN or -9999 or inf (outside the valid_range and actual_range) | CF |  | variable | None
instrument | Variables | qc | missing_value |  | a scalar or vector containing values indicating conditions of missing data | CF |  | variable
instrument | Variables | qc | valid_range |  |  | CF |  | variable | None
instrument | Variables | qc | valid_min |  |  | CF |  | variable | None
instrument | Variables | qc | valid_max |  |  | CF |  | variable | None
instrument | Variables | qc | scale_factor |  | along with add_offset is used for unpacking data (packedValue = (originalValue - add_offset)/scale_factor) | CF |  | variable
instrument | Variables | qc | add_offset |  | packedValue = (originalValue - add_offset)/scale_factor | CF |  | variable
instrument | Variables | qc | actual_range | Numeric | The smallest and the largest valid nonmissing values occurring in the variable | CF |  | variable | None
instrument | Variables | ancillary_variables |  | String | Identifies a variable that contains closely associated data, e.g., the measurement uncertainties of instrument data. |  |  | variable | None
documentation | instruction_manual | doc1 |  | S | Name of the instruction manual |  |  | variable | 300101 – WI – Generic WI for countersunk SpA holes
documentation | instruction_manual | doc2 |  | S | Name of the instruction manual |  |  | variable | 301101 – WI – Compass (RC-V3) Installation & Operation Manual – Only if RC-V3 compass is installed!
documentation | instruction_manual | doc3 |  | S | Name of the instruction manual |  |  | variable | 200308 – WI – K-Alpha, field measurement of Yaw Calibration
documentation | instruction_manual | doc4 |  | S | Name of the instruction manual |  |  | variable | 200309 – WI – Filling out Visit Reports
documentation | installation_manual |  |  | S | Filename Installation manual |  |  | variable | 300301 – WI – iSpin v3 & v4 Installation & Operation Manual
documentation | operation_manual |  |  | S | Filename operation manual |  |  | variable | 300301 – WI – iSpin v3 & v4 Installation & Operation Manual
documentation | tool_list |  |  | S | Name of the tool-list filename |  |  | variable | 301301 – Generic Tools List
documentation | support_manual |  |  | S | Name of the support manual document |  |  | variable | 301212 – Contacting ROMO Wind Support
documentation | network_manual |  |  | S | Name of the network manual document |  |  | variable | 200307 – WI – Handling documentation for projects at FTP-server
documentation | data_manual |  |  | S | Name of the data manual document |  |  | variable
documentation | templates | template1 |  | S | Template 1 |  |  | variable | 200604 – Template – Kalpha_test
documentation | templates | template2 |  | S | Template documents |  |  | variable | 200607 – Template – RC-V3 Commissioning CL
documentation | templates | template3 |  | S | Template documents |  |  | variable | 200615 – Template – Photo Documentation CL
documentation | repair_manual |  |  | S | Sensor repair instruction manual |  |  | variable | 300501-WI-Troubleshooting during Service Visit-0002
documentation | tech_description |  |  | S | Technical description of the sensor |  |  | variable | Technical_Description_iSpin_based_Services_Rev1
documentation | calibration_report |  |  | S | Calibration report of the sensor |  |  | variable
documentation | misc |  |  | S | Miscellaneous information document |  |  | variable | None
documentation | administration | invoice_id |  | S | Invoice id of the sensor |  |  | variable | 389103582
documentation | administration | no_of_products |  | S | Number of products in the inventory |  |  | variable | 1
documentation | administration | service |  | S | any sevrice included in the purchase agreement |  |  | variable | PCE
windfarm | turbine_N |  |  |  | number of turbines |  |  | global | 1
windfarm | wind_turbine | name |  |  | name of the wind turbine |  |  | global | AD 8.0-180
windfarm | wind_turbine | make_version | [5 empty] | global | 1
windfarm | wind_turbine | rated_power |  |  | rated power of the turbine |  |  | global | 8 MW
windfarm | wind_turbine | id |  |  | turbine id number |  |  | global | W18045F01
windfarm | wind_turbine | longitude |  |  | longitude coordinate system |  |  | global | 53°, 30.340'N
windfarm | wind_turbine | lattitude |  |  | lattitude coordinate system |  |  | global | 8°, 34.736'E
windfarm | wind_turbine | manufacturer |  |  | manufacturer of the wind turbine |  |  | global | Adwen
windfarm | wind_turbine | install_date |  |  | date of installation |  |  | global | 2017
windfarm | wind_turbine | rotor_diamter |  |  | rotor diameter |  |  | global | 180m
windfarm | wind_turbine | hub_height |  |  | hub height |  |  | global | 115m
windfarm | wind_turbine | U_cutin |  |  | cutin wind speed |  |  | global | 3 m/s
windfarm | wind_turbine | U_cutout |  |  | cutout wind speed |  |  | global | 22 m7s
windfarm | wind_turbine | tilt_angle |  |  | tilt angle |  |  | global | 5°
windfarm | wind_turbine | cone_angle |  |  | cone angle |  |  | global | 3.5°
windfarm | wind_turbine | pitch_controller |  |  | type of pitch controller |  |  | global | variable-pitch
windfarm | name |  |  |  | name of the windfarm |  |  | global | Testfeld BHV
windfarm | id |  |  |  | wind farm id number |  |  | global | None
windfarm | total_power |  |  |  | Total power output of the wind farm |  |  | global | 8 MW
windfarm | longitude_min |  |  |  | extent of the wind farm |  |  | global | 53.50214°N
windfarm | longitude_max |  |  |  | extent of the wind farm |  |  | global | 53°, 30.340'N
windfarm | lattitude_min |  |  |  | extent of the wind farm |  |  | global | 8.57805°E
windfarm | lattitude_max |  |  |  | extent of the wind farm |  |  | global | 8°, 34.736'E
Note:
** too detailed and too idealistic at the moment, but maybe for the future
* can be extended to include calibration details of other variables

## Sheet1 (hidden)
geospatial_bounds | ACDD | global | string | Describes the data's 2D or 3D geospatial extent in OGC's Well-Known Text (WKT) Geometry format (reference the OGC Simple Feature Access (SFA) specification). The meaning and order of values for each point's coordinates depends on the coordinate reference system (CRS). The ACDD default is 2D geometry in the EPSG:4326 coordinate reference system. | The default may be overridden with geospatial_bounds_crs and geospatial_bounds_vertical_crs (see those attributes). EPSG:4326 coordinate values are latitude (decimal degrees_north) and longitude (decimal degrees_east), in that order. Longitude values in the default case are limited to the [-180, 180) range. Example: 'POLYGON ((40.26 -111.29, 41.26 -111.29, 41.26 -110.29, 40.26 -110.29, 40.26 -111.29))'.
geospatial_bounds_crs | ACDD | global | string | The coordinate reference system (CRS) of the point coordinates in the geospatial_bounds attribute. This CRS may be 2-dimensional or 3-dimensional, but together with geospatial_bounds_vertical_crs, if that attribute is supplied, must match the dimensionality, order, and meaning of point coordinate values in the geospatial_bounds attribute. | If geospatial_bounds_vertical_crs is also present then this attribute must only specify a 2D CRS. EPSG CRSs are strongly recommended. If this attribute is not specified, the CRS is assumed to be EPSG:4326. Examples: 'EPSG:4979' (the 3D WGS84 CRS), 'EPSG:4047'.
geospatial_bounds_vertical_crs | ACDD | global | string | The vertical coordinate reference system (CRS) for the Z axis of the point coordinates in the geospatial_bounds attribute. This attribute cannot be used if the CRS in geospatial_bounds_crs is 3-dimensional; to use this attribute, geospatial_bounds_crs must exist and specify a 2D CRS. EPSG CRSs are strongly recommended. | There is no default for this attribute when not specified. Examples: 'EPSG:5829' (instantaneous height above sea level), "EPSG:5831" (instantaneous depth below sea level), or 'EPSG:5703' (NAVD88 height).
geospatial_lat_min | ACDD | global | float | These attributes define the latitude and longitude coordinates of the bounding box of the data set; may be part of a 2- or 3-dimensional bounding region. | Report the latitude coordinates in decimal degrees north (south is negative). These values should be given in WGS 84 coordinate system. If the data is in a projected coordinate system, the bounding box for the data should be mapped to a bounding box on WGS 84 ellipsoid.
geospatial_lat_max
geospatial_lon_min
geospatial_lon_max
geospatial_lat_units | ACDD | global | string | This attribute defines the units applied to the geospatial_lat_min and geospatial_lat_max attributes. | CF recommends the units should be "degrees_north". Regardless of what is used, it must conform to udunits (http://www.unidata.ucar.edu/software/udunits/).
geospatial_lat_resolution | ACDD | global | string | Information about the targeted spacing of points in latitude. Recommend describing resolution as a number value followed by the units. Does not apply to discrete sampling geometries (non-gridded data). Not to be confused with measurement resolution. | Examples: '100 meters', '0.1 degree'
geospatial_lon_units | ACDD | global | string | This attribute defines the units applied to the geospatial_lon_min and geospatial_lon_max attributes. | CF recommends the units should be "degrees_east". Regardless of what is used, it must conform to udunits (http://www.unidata.ucar.edu/software/udunits/).
geospatial_lon_resolution | ACDD | global | string | Information about the targeted spacing of points in longitude. Recommend describing resolution as a number value followed by units. Does not apply to discrete sampling geometries (non-gridded data). Not to be confused with measurement resolution. | Examples: '100 meters', '0.1 degree'
geospatial_vertical_min | ACDD | global | float | These attributes define the numerically smallest and largest highest vertical measurements of the data set's bounding box; may be part of a 2- or 3-dimensional bounding region.
geospatial_vertical_max
geospatial_vertical_units | ACDD | global | string | This defines the units applied to the geospatial_vertical_min and geospatial_vertical_max attributes. | The default is EPSG:4979 (height above the ellipsoid, in meters); other vertical coordinate reference systems may be specified. Note that the common oceanographic practice of using pressure for a vertical coordinate, while not strictly a depth, can be specified using the unit bar. Examples: 'EPSG:5829' (instantaneous height above sea level), 'EPSG:5831' (instantaneous depth below sea level).
geospatial_vertical_resolution | ACDD | global | string | Information about the targeted regular vertical spacing of points. | Example: '25 meters'
geospatial_vertical_positive | ACDD | global | string | One of 'up' or 'down'. If up, vertical values are interpreted as 'altitude', with negative values corresponding to below the reference datum (e.g., under water). If down, vertical values are interpreted as 'depth', positive values correspond to below the reference datum. | Note that if geospatial_vertical_positive is down ('depth' orientation), the geospatial_vertical_min attribute specifies the data's vertical location furthest from the earth's center, and the geospatial_vertical_max attribute specifies the location closest to the earth's center.

## Metadata_metmast
Level 1 | Level 2 | Level 3 | Level 4 | Units | Description | Convention | Link | Wind speed
info | web | webpage |  | S | webpage for general description and access |  |  | https://info.iwes.fraunhofer.de/display/Feldme/Zugriff+auf+OE612+Messdaten
|  | url |  | S | url of the webpage for access |  |  | https://onedas.iwes.fraunhofer.de
file | creator_name |  |  | S | name of the data manager | ACDD/CF | netcdf_v2 | Vincent Wilms
| creator_url |  |  | S | data management institution webpage | ACDD/CF | netcdf_v2 | https://onedas.iwes.fraunhofer.de
| creator_email |  |  | S | email address of the data manager | ACDD/CF | netcdf_v2 | vincent.wilms@iwes.fraunhofer.de
| creator_tel |  |  | S | telephone contact of the data manager | ACDD/CF | netcdf_v2 | +49 471 14290-379
| creator_institution |  |  | S | name of the company/institution | ACDD/CF | netcdf_v2 | Fraunhofer IWES OE400
| subject |  |  | S | A topic of the resource | ACDD/CF | DCMI | Wind Energy
| description |  |  | S | description of the file (Who, What, Where, Why, When) | ACDD/CF | DCMI | wind speed data from cup anemometer (1s, 60s average, 600s average data) installed on met mast at Testfeld BHV, Bremerhaven for Fraunhofer IWES within the framework of Testfeld project, 24.07.2019 to 24.07.2022
| date_created |  |  | T | date and time of file creation | ACDD/CF | netcdf_v2 | X
| date_issued |  |  | T | The date on which this data (including all modifications) was formally issued | ACDD/CF | netcdf_v2 | X
| date_modified |  |  | T | The date on which the data was last modified | ACDD/CF | netcdf_v2 | X
| date_metadata_modified |  |  | T | The date on which the metadata was last modified | ACDD/CF | netcdf_v2 | X
| time_coverage_start |  |  | T | starting date time of measurement in data system | ACDD/CF | netcdf_v2 | X
| time_coverage_end |  |  | T | end of measurement date time in the data system | ACDD/CF | netcdf_v2 | X
| time_coverage_duration |  |  |  |  | ACDD/CF | netcdf_v2 | 10T
| time_coverage_resolution |  |  |  | Use ISO 8601:2004; preferably the extended format. Examples: P1Y, P3M, P10D | ACDD/CF | netcdf_v2 | P3Y
| project |  |  | S | The name of the project(s) principally responsible for originating this data. | ACDD | netcdf_v2 | Testfeld BHV
| program |  |  | S | The overarching program(s) of which the dataset is a part. | ACDD | netcdf_v2
| title |  |  | S | A short phrase or sentence describing the dataset | ACDD/CF | netcdf_v2 | AIRPORT/AD8_PROTOTYPE/GENERAL_DAQ/MetMast
| institution |  |  | S | Specifies where the original data was produced. | ACDD/CF | netcdf_v2 | Fraunhofer IWES
| references |  |  | S | Published or web-based references that describe the data or methods used to produce it. | ACDD/CF | netcdf_v2 | None
| source |  |  | S | method of production of the original data | ACDD/CF | netcdf_v2 | observation
| history |  |  | S | audit trail for modifications to the original data | ACDD/CF | netcdf_v2 | None
| comment |  |  | S | Miscellaneous information about the data or methods | ACDD/CF | netcdf_v2 | None
| publisher_name |  |  |  | name of the person responsible for metadata and formatting | ACDD/CF | netcdf_v2 | Ashim Giyanani
| publisher_email |  |  |  | contact person's email | ACDD/CF | netcdf_v2 | ashim.giyanani@iwes.fraunhofer.de
| publisher_tel |  |  |  | contact person's telephone nr. | ACDD/CF | netcdf_v2 | 0049 15905026087
| publisher_institution |  |  |  | Institute's name | ACDD/CF | netcdf_v2 | Fraunhofer IWES OE443
| publisher_url |  |  |  | Website of the institute | ACDD/CF | netcdf_v2 | www.iwes.fraunhofer.de
| id |  |  |  | unique id of the data publication | ACDD/CF | netcdf_v2 | None
| doi |  |  |  | DOI of the publication | ACDD/CF | netcdf_v2 | None
| handle |  |  |  | mostly in case of repositories | ACDD/CF | netcdf_v2 | None
| product_version |  |  | S | Version identifier of the data file | ACDD
| processing_level |  |  | S | A textual description of the quality control level of the data. |  | NOAA_Processing_Levels
| contributor_name |  |  |  | name of the contributor | ACDD/CF | netcdf_v2
| contributor_role |  |  |  | role of the contributor | ACDD/CF | netcdf_v2
| type |  |  |  |  | ACDD/CF | netcdf_v2
| format |  |  |  |  | ACDD/CF | netcdf_v2
| language |  |  |  |  | ACDD/CF | netcdf_v2
| relation |  |  |  |  | ACDD/CF | netcdf_v2
| coverage |  |  |  |  | ACDD/CF | netcdf_v2
| rights |  |  |  |  | ACDD/CF | netcdf_v2
| acknowledgement |  |  | S | A place to acknowledge various types of support for the project that produced this data | ACDD/CF
| cdm_data_type |  |  | S | 8 feature types: point/timeSeries/trajectory/profile/timeSeriesProfile/trajectoryProfile/swath/grid | ACDD/CF
| Conventions |  |  | S |  | ACDD/NUG |  | CF-1.7
| coverage_content_type |  |  |  | An ISO 19115-1 code to indicate the source of the data (image, thematicClassification, physicalMeasurement, auxiliaryInformation, qualityInformation, referenceInformation, modelResult, or coordinate). | ACDD/CF
| uuid |  |  | S |  | ACDD/CF
windfarm | turbine_N |  |  |  | number of turbines |  |  | 1
| wind_turbine | name |  |  | name of the wind turbine |  |  | AD 8.0-180
|  | make_version | [5 empty] | 1
|  | rated_power |  |  | rated power of the turbine |  |  | 8 MW
|  | id |  |  | turbine id number |  |  | W18045F01
|  | longitude |  |  | longitude coordinate system |  |  | 53°, 30.340'N
|  | lattitude |  |  | lattitude coordinate system |  |  | 8°, 34.736'E
|  | manufacturer |  |  | manufacturer of the wind turbine |  |  | Adwen
|  | install_date |  |  | date of installation |  |  | 2017
|  | rotor_diamter |  |  | rotor diameter |  |  | 180m
|  | hub_height |  |  | hub height |  |  | 115m
|  | U_cutin |  |  | cutin wind speed |  |  | 3 m/s
|  | U_cutout |  |  | cutout wind speed |  |  | 22 m7s
|  | tilt_angle |  |  | tilt angle |  |  | 5°
|  | cone_angle |  |  | cone angle |  |  | 3.5°
|  | pitch_controller |  |  | type of pitch controller |  |  | variable-pitch
| name |  |  |  | name of the windfarm |  |  | Testfeld BHV
| id |  |  |  | wind farm id number |  |  | None
| total_power |  |  |  | Total power output of the wind farm |  |  | 8 MW
| longitude_min |  |  |  | extent of the wind farm |  |  | 53.50214°N
| longitude_max |  |  |  | extent of the wind farm |  |  | 53°, 30.340'N
| lattitude_min |  |  |  | extent of the wind farm |  |  | 8.57805°E
| lattitude_max |  |  |  | extent of the wind farm |  |  | 8°, 34.736'E

## ScanningLidar_
[-np.inf, np.inf]
[-np.inf, np.inf]
ID_nr | ID_nr
[0, 70000]
[0,100,000,000]
[0, 60000]
|  | basic quality flags informing if the data is valid or not in different steps | Quality flags informing valid, modified, estimated, resampled, not_checked, inconsistent, doubtful, missing | [0, 1024]
|  | advanced quality flags informing the tests passed or failed. Use | quality flags advanced information regarding tests failed valid, bias, custom_method_applied, sensor_failure, qc_all_checks, qc_range, qc_windspeed, qc_winddir, qc_cnr, qc_stddev_high | [0, 1024]

## Variables
variable | name | long_name | standard_name | short_name | definition | description | format | units | data_type | dimensions | valid_range | scale_factor | add_offset | _FillValue | flag_values | flag_masks | flag_meanings | missing_value
ID | ID | identification_nr |  | id | index of measurement within one minute | ID that increment by 1 for each sample. The ID is reset to 0 when it reaches 1499 for the sampling rate used. This can be used to check if samples has been lost. | binary | NaN | int32 | time | [0,1499] | NaN | NaN | NaN | 00001000 | NaN | valid, modified, estimated, resampled, not_checked, inconsistent, doubtful, missing | NaN
ComPosition_pm1 | ComPosition_pm1 | commanded_position_prism_motor_1 |  | com_pos_pm1 | commanded position for outer prism motor 1 | Commanded position for motor 01 (outer prism) | binary | NaN | float64 | time | [0.9e8, 1.10e8] | NaN | NaN | NaN | 00001000 | NaN | valid, modified, estimated, resampled, not_checked, inconsistent, doubtful, missing | NaN
ComPosition_pm2 | ComPosition_pm2 | commanded_position_prism_motor_2 |  | com_pos_pm2 | commanded position for inner prism motor 2 | Commanded position for motor 02 (in- ner prism) | binary | NaN | float64 | time | [0.9e8, 1.10e8] | NaN | NaN | NaN | 00001000 | NaN | valid, modified, estimated, resampled, not_checked, inconsistent, doubtful, missing | NaN
ComPosition_fm3 | ComPosition_fm3 | commanded_position_focus_motor_3 |  | com_pos_fm3 | commanded position for focus motor 3 | Commanded position for motor 03 (focus motor) | binary | NaN | float64 | time | [-20000, -40000] | NaN | NaN | NaN | 00001000 | NaN | valid, modified, estimated, resampled, not_checked, inconsistent, doubtful, missing | NaN
ActPosition_pm1 | ActPosition_pm1 | actual_position_prism_motor_1 |  | act_pos_pm1 | actual position for outer prism motor 1 | Actual position for motor 01 (outer prism). Actual position = Commanded position + following error | binary | NaN | float64 | time | [0.9e8, 1.10e8] | NaN | NaN | NaN | 00001000 | NaN | valid, modified, estimated, resampled, not_checked, inconsistent, doubtful, missing | NaN
ActPosition_pm2 | ActPosition_pm2 | actual_position_prism_motor_2 |  | act_pos_pm2 | actual position for inner prism motor 2 | Actual position for motor 02 (inner prism). Actual position = Commanded position + following error | binary | NaN | float64 | time | [0.9e8, 1.10e8] | NaN | NaN | NaN | 00001000 | NaN | valid, modified, estimated, resampled, not_checked, inconsistent, doubtful, missing | NaN
ActPosition_fm3 | ActPosition_fm3 | actual_position_focus_motor_3 |  | act_pos_fm3 | actual position for focus motor 3 | Actual position for motor 03 (focus motor). Actual position = Commanded position + following error | binary | NaN | float64 | time | [-20000, -40000] | NaN | NaN | NaN | 00001000 | NaN | valid, modified, estimated, resampled, not_checked, inconsistent, doubtful, missing | NaN
ActPulse | ActPulse | active_pulse |  | act_pulse | trigger pulse used in wind tunnels | Synchronisation pulses for SRWS | binary | NaN | int32 | time | [-np.inf, np.inf] | NaN | NaN | NaN | 00001000 | NaN | valid, modified, estimated, resampled, not_checked, inconsistent, doubtful, missing | NaN
ModeVar | ModeVar |  |  | mode_var | incremental variable for motor control system. | Variable which can be set in the motor control system. For this campaign ModVar is incremented by 10 every time 1 scan pattern is completed | binary | NaN | int32 | time | [-np.inf, np.inf] | NaN | NaN | NaN | 00001000 | NaN | valid, modified, estimated, resampled, not_checked, inconsistent, doubtful, missing | NaN
Status | Status | status |  | status | status of the measurement | Switches from between 0 and 1 for every 1499 samples | binary | NaN | uint8 | time | [0,1] | NaN | NaN | NaN | 00001000 | NaN | valid, modified, estimated, resampled, not_checked, inconsistent, doubtful, missing | NaN
Timestamp | Timestamp | timestamp |  | T | measurement timestamp | Time stamp logged from the flexRIO. Since the FlexRIOs have not been synchronized, this timestamp should not be used as an absolute time reference. The synchronization between the three lidars and the motion system is instead done by matching a common ID counter between the systems in the master computer. | binary | ms | uint64 | time | [0,4e12] | NaN | NaN | NaN | 00001000 | NaN | valid, modified, estimated, resampled, not_checked, inconsistent, doubtful, missing | NaN
ID_nr | ID_nr | identification_nr |  | id | index of measurement within one minute | ID that increment by 1 for each sample. The ID is reset to 0 when it reaches 1499 for the sampling rate used. This can be used to check if samples has been lost. | binary | NaN | int32 | time | [0,1499] | NaN | NaN | NaN | 00001000 | NaN | valid, modified, estimated, resampled, not_checked, inconsistent, doubtful, missing | NaN
AverageCount | AverageCount | average_spectral_count |  | N_spec_avg | number of spectra averaged in each sample. | The number of Doppler spectra averaged into the resulting average Doppler spectrum. | binary | NaN | uint16 | time | [0, 1000] | NaN | NaN | NaN | 00001000 | NaN | valid, modified, estimated, resampled, not_checked, inconsistent, doubtful, missing | NaN
Windspeed | Windspeed | line_of_sight_velocity | radial_velocity_of_scatterers_toward_instrument_1 | Vlos | "Radial velocity toward instrument" means the component of the velocity along the line of sight of the instrument where positive implies movement toward the instrument (i.e. inward). | Rough estimate of the line-of-sight speed in m/s. | binary | ms^-1 | float32 | time | [-47,47] | NaN | NaN | NaN | 00001000 | NaN | valid, modified, estimated, resampled, not_checked, inconsistent, doubtful, missing | NaN
MaximumValue | MaximumValue | maximum_spectral_value |  | max_spec_val | maximum spectral value used for normalization of the spectra | The maximum value found in the spectrum. The spectrum output in the data is normalized using this value such that the 0 is the lowest and $2^16-1$ is the peak value. Multiply the spectrum with this value for calculating the real spectrum amplitude | binary | dB | float32 | time | [0,2000] | NaN | NaN | NaN | 00001000 | NaN | valid, modified, estimated, resampled, not_checked, inconsistent, doubtful, missing | NaN
TotalPower | TotalPower | total_spectral_power |  | total_spec_power | total power in the spectrum | The integrated power of the spectrum. | binary | dB | int32 | time | [0, 70000] | NaN | NaN | NaN | 00001000 | NaN | valid, modified, estimated, resampled, not_checked, inconsistent, doubtful, missing | NaN
Qualitydata | Qualitydata | quality_vlos_estimate |  | qc_vlos | quality of the Vlos estimate . quality is a measure of how representative the estimated line-of-sight velocity is of the probed wind. It is defined as the fraction of power in the Doppler peak contained within plus-minus one frequency bin of the bin nearest to the velocity estimation to the total spectrum power. This means that a very narrow Doppler peak will have a high quality (close to one) whereas a broad peak representing a very turbulent flow will have low quality. However, it also means that a weak signal spectrum containing perhaps only one spectral value will also have a high quality and quality is therefore a quantity that should be used with some caution and preferably in combination with svmax and totalpower. | A measure of how distinct the Doppler peak is and a kind of proxy for the width of the Doppler peak. It is calculated as the power in the velocity bin with the maximum power and the neighbouring bins divided by the corresponding total power in the spectrum. | binary | NaN | float32 | time | [0,1] | NaN | NaN | NaN | 00001000 | NaN | valid, modified, estimated, resampled, not_checked, inconsistent, doubtful, missing | NaN
Beta | Beta |  |  | beta |  | Internal parameter, not used. A coefficient that potentially could be used in a background estimation algorithm. | binary | NaN | float32 | time | [0,1] | NaN | NaN | NaN | 00001000 | NaN | valid, modified, estimated, resampled, not_checked, inconsistent, doubtful, missing | NaN
LaserPowerEstimate | LaserPowerEstimate | laser_power_estimate |  | laser_power | laser power estimate | An estimate of the laser power. | binary | nm | float32 | time | [0,100000000] | NaN | NaN | NaN | 00001000 | NaN | valid, modified, estimated, resampled, not_checked, inconsistent, doubtful, missing | NaN
dt | dt | timedelta |  | dt | time step between two consecutive recorded measurements |  | binary | ms | int32 | time | [0, 60000] | NaN | NaN | NaN | 00001000 | NaN | valid, modified, estimated, resampled, not_checked, inconsistent, doubtful, missing | NaN
vlos | vlos | line_of_sight_velocity | radial_velocity_of_scatterers_toward_instrument_1 | Vlos | "Radial velocity toward instrument" means the component of the velocity along the line of sight of the instrument where positive implies movement toward the instrument (i.e. inward). |  | binary | ms^-1 | float32 | time | [-47,47] | NaN | NaN | NaN | 00001000 | NaN | valid, modified, estimated, resampled, not_checked, inconsistent, doubtful, missing | NaN
snr | snr | signal_to_noise_ratio |  | snr | SNR is defined as the ratio of signal power to noise power, often expressed in decibels. | snr = 10*log10((P_signal - P_noise) / P_noise) | binary | dB | float32 | time | [-35,35] | NaN | NaN | NaN | 00001000 | NaN | valid, modified, estimated, resampled, not_checked, inconsistent, doubtful, missing | NaN
xs | xs | x_scanner_coord_sys |  | xs | x-coordinate calculated from lidar configuration and motor counts in scanner coordinate system (refer eq. (3.3)). | This conversion converts the prism and focus motor counts along with constants from lidar setup to x-coordinate in the scanner coordinate system. The numbers 1,2,3 indicate the SRWS number. | binary | m | float32 | time | [-1000, 1000] | NaN | NaN | NaN | 00001000 | NaN | valid, modified, estimated, resampled, not_checked, inconsistent, doubtful, missing | NaN
ys | ys | y_scanner_coord_sys |  | ys | y-coordinate calculated from lidar configuration and motor counts in scanner coordinate system (refer eq. (3.3)). | This conversion converts the prism and focus motor counts along with constants from lidar setup to x-coordinate in the scanner coordinate system. The numbers 1,2,3 indicate the SRWS number. | binary | m | float32 | time | [-1000, 1000] | NaN | NaN | NaN | 00001000 | NaN | valid, modified, estimated, resampled, not_checked, inconsistent, doubtful, missing | NaN
zs | zs | z_scanner_coord_sys |  | zs | z-coordinate calculated from lidar configuration and motor counts in scanner coordinate system (refer eq. (3.3)). | This conversion converts the prism and focus motor counts along with constants from lidar setup to x-coordinate in the scanner coordinate system. The numbers 1,2,3 indicate the SRWS number. | binary | m | float32 | time | [-1000, 1000] | NaN | NaN | NaN | 00001000 | NaN | valid, modified, estimated, resampled, not_checked, inconsistent, doubtful, missing | NaN
xr | xr | x_local_coord_sys_rotated |  | xr | x-coordinate in local coordinate systems and calculated using double rotation on scanner coordinates | rotated x-coordinate calculated by performing double rotation [Rz.(Ry.G)]+W S(x)where G is the matrix of x, y, z spatial coordinates and WS(x, y, z) is the position vector of SRWS in local coordinate system. The scanner positions are added to these positions (refer eq. (3.7)). | binary | m | float32 | time | [-1000, 1000] | NaN | NaN | NaN | 00001000 | NaN | valid, modified, estimated, resampled, not_checked, inconsistent, doubtful, missing | NaN
yr | yr | y_local_coord_sys_rotated |  | yr | y-coordinate in local coordinate systems and calculated using double rotation on scanner coordinates | rotated x-coordinate calculated by performing double rotation [Rz.(Ry.G)]+W S(x)where G is the matrix of x, y, z spatial coordinates and WS(x, y, z) is the position vector of SRWS in local coordinate system. The scanner positions are added to these positions (refer eq. (3.7)). | binary | m | float32 | time | [-1000, 1000] | NaN | NaN | NaN | 00001000 | NaN | valid, modified, estimated, resampled, not_checked, inconsistent, doubtful, missing | NaN
zr | zr | z_local_coord_sys_rotated |  | zr | z-coordinate in local coordinate systems and calculated using double rotation on scanner coordinates | rotated x-coordinate calculated by performing double rotation [Rz.(Ry.G)]+W S(x)where G is the matrix of x, y, z spatial coordinates and WS(x, y, z) is the position vector of SRWS in local coordinate system. The scanner positions are added to these positions (refer eq. (3.7)). | binary | m | float32 | time | [-1000, 1000] | NaN | NaN | NaN | 00001000 | NaN | valid, modified, estimated, resampled, not_checked, inconsistent, doubtful, missing | NaN
thetar | thetar | azimuth_angle_local_coord_sys_rotated | sensor_azimuth_angle | thetar | azimuth angle of SRWS in the local coordinate system (refer eq. (3.8)). | The azimuth angle of SRWS for the whole setup calculated by converting the Cartesian coordinates to polar and using the relative position, e.g. WS#_x - xr# as input for x coordinate.Similarly for y and z coordinates. | binary | deg | float32 | time | [0,360] | NaN | NaN | NaN | 00001000 | NaN | valid, modified, estimated, resampled, not_checked, inconsistent, doubtful, missing | NaN
phir | phir | elevation_angle_local_coord_sys_rotated | sensor_zenith_angle | phir | elevation angle of SRWS in the local coordinate system (refer eq. (3.8)). | The elevation angle of SRWS for the whole setup calculated by converting the Cartesian coordinates to polar and using the relative position, e.g. WS#_x - xr# as input for x coordinate. Similarly for y and z coordinates. | binary | deg | float32 | time | [-90,90] | NaN | NaN | NaN | 00001000 | NaN | valid, modified, estimated, resampled, not_checked, inconsistent, doubtful, missing | NaN
theta | theta | azimuth_angle_scanner_coord_sys |  | theta_s | azimuth angle of SRWS in the scanner coordinate system. | Conversions from xs,ys and zs | binary | deg | float32 | time | [0,360] | NaN | NaN | NaN | 00001000 | NaN | valid, modified, estimated, resampled, not_checked, inconsistent, doubtful, missing | NaN
phi | phi | elevation_angle_scanner_coord_sys |  | phi_s | elevation angle of SRWS in the local coordinate system. | Conversions from xs,ys and zs | binary | deg | float32 | time | [-90,90] | NaN | NaN | NaN | 00001000 | NaN | valid, modified, estimated, resampled, not_checked, inconsistent, doubtful, missing | NaN
R | R | measurement_focus_range |  | R | R = sqrt(xs^2 +ys^2 +zs^2) | magnitiude of the distance from the measurement sensor to the measuring point in three dimensional space. | binary | m | float32 | time | [0,1000] | NaN | NaN | NaN | 00001000 | NaN | valid, modified, estimated, resampled, not_checked, inconsistent, doubtful, missing | NaN
dZ | dZ | probe_volume |  | dZ | theoretical probe volume for CW Lidars | probe volume of one SRWS (refer eq. 3.20), based on probe length and beam width increasing quadratically with the focus range R | binary | m | float32 | time | [0,1000] | NaN | NaN | NaN | 00001000 | NaN | valid, modified, estimated, resampled, not_checked, inconsistent, doubtful, missing | NaN
qc1 | qc1 | quality_flags_basic | quality_flag | qc1 | basic quality flags informing if the data is valid or not in different steps | Quality flags informing valid, modified, estimated, resampled, not_checked, inconsistent, doubtful, missing | binary | NaN | float32 | time | [0, 1024] | NaN | NaN | NaN | 00001000 | NaN | valid, modified, estimated, resampled, not_checked, inconsistent, doubtful, missing | NaN
qc2 | qc2 | quality_flags_advanced | aggregate_quality_flag | qc2 | advanced quality flags informing the tests passed or failed. Use | quality flags advanced information regarding tests failed valid, bias, custom_method_applied, sensor_failure, qc_all_checks, qc_range, qc_windspeed, qc_winddir, qc_cnr, qc_stddev_high | binary | NaN | float32 | time | [0, 1024] | NaN | NaN | NaN | 00001000 | NaN | valid, modified, estimated, resampled, not_checked, inconsistent, doubtful, missing | NaN
vx | vx | windspeed_x_lateral | x_wind | vx | reconstructed velocity component along the x-axis | Eastward wind if x-axis is aligned with the East. Here, x-axis perpendicular to the axis connecting metmast to the AD8-180 turbine at Testfeld BHV. | binary | ms^-1 | float32 | time | [-47,47] | NaN | NaN | NaN | 00001000 | NaN | valid, modified, estimated, resampled, not_checked, inconsistent, doubtful, missing | NaN
vy | vy | windspeed_y_longitudinal | y_wind | vy | reconstructed velocity component along the y-axis | Northward wind if y-axis aligned with the North. Here, y-axis aligned with the axis connecting metmast to AD8-180 turbine at Testfeld BHV. | binary | ms^-1 | float32 | time | [-47,47] | NaN | NaN | NaN | 00001000 | NaN | valid, modified, estimated, resampled, not_checked, inconsistent, doubtful, missing | NaN
vz | vz | windspeed_vertical | updward_air_velocity | vz | reconstructed velocity component along the z-axis | wind vector along the zenithal direction | binary | ms^-1 | float32 | time | [-47, 47] | NaN | NaN | NaN | 00001000 | NaN | valid, modified, estimated, resampled, not_checked, inconsistent, doubtful, missing | NaN
Vvec | Vvec | windspeed_vector |  | Vvec | wind vector constituting vx, vy, and vz | 3D air velocity vector is magnitude of vx, vy and vz wind components | binary | ms^-1 | float32 | time | [0, 100] | NaN | NaN | NaN | 00001000 | NaN | valid, modified, estimated, resampled, not_checked, inconsistent, doubtful, missing | NaN
Vhorz | Vhorz | windspeed_horizontal | wind_speed | Vhorz | wind vector constituting of vx and vy only, ignoring vz | two-dimensional (horizontal) wind velocity vector, with no vertical component (see Stull2012, eqn. 1.1) | binary | ms^-1 | float32 | time | [0, 100] | NaN | NaN | NaN | 00001000 | NaN | valid, modified, estimated, resampled, not_checked, inconsistent, doubtful, missing | NaN
gamma | gamma | wind_direction | wind_from_direction | wdir | horizontal wind direction | direction of Vhorz from x-axis to y-axis, right hand coordinate system meteorological convention (see Stull2012, eqn. 1.2) | binary | deg | float32 | time | [0, 360] | NaN | NaN | NaN | 00001000 | NaN | valid, modified, estimated, resampled, not_checked, inconsistent, doubtful, missing | NaN
psi | psi | wind_inflow_angle |  | psi | vertical inflow angle relative to Vhorz | The vertical angle relative to horizontal plane at which the wind flows due to terrain effects. | binary | deg | float32 | time | [-90,90] | NaN | NaN | NaN | 00001000 | NaN | valid, modified, estimated, resampled, not_checked, inconsistent, doubtful, missing | NaN
vx12 | vx12 | windspeed_x_srws12 |  |  | reconstructed velocity component along the x-axis considering only SRWS 1 and 2 | x-axis perpendicular to the axis connecting metmast to the AD8-180 turbine at Testfeld BHV. | binary | ms^-1 | float32 | time | [-47, 47] | NaN | NaN | NaN | 00001000 | NaN | valid, modified, estimated, resampled, not_checked, inconsistent, doubtful, missing | NaN
vy12 | vy12 | windspeed_y_srws12 |  |  | reconstructed velocity component along the y-axis considering only SRWS 1 and 2 | y-axis aligned with the axis connecting metmast to AD8-180 turbine at Testfeld BHV. | binary | ms^-1 | float32 | time | [-47, 47] | NaN | NaN | NaN | 00001000 | NaN | valid, modified, estimated, resampled, not_checked, inconsistent, doubtful, missing | NaN
Vhorz12 | Vhorz12 | windspeed_horizontal_srws12 |  |  | wind vector constituting of vx12 and vy12. | wind velocity vector, with no vertical component | binary | ms^-1 | float32 | time | [0,100] | NaN | NaN | NaN | 00001000 | NaN | valid, modified, estimated, resampled, not_checked, inconsistent, doubtful, missing | NaN
vx23 | vx23 | windspeed_x_srws23 |  |  | reconstructed velocity component along the x-axis considering only SRWS 2 and 3 | x-axis perpendicular to the axis connecting metmast to the AD8-180 turbine at Testfeld BHV. | binary | ms^-1 | float32 | time | [-47, 47] | NaN | NaN | NaN | 00001000 | NaN | valid, modified, estimated, resampled, not_checked, inconsistent, doubtful, missing | NaN
vy23 | vy23 | windspeed_y_srws23 |  |  | reconstructed velocity component along the y-axis considering only SRWS 2 and 3 | y-axis aligned with the axis connecting metmast to AD8-180 turbine at Testfeld BHV. | binary | ms^-1 | float32 | time | [-47, 47] | NaN | NaN | NaN | 00001000 | NaN | valid, modified, estimated, resampled, not_checked, inconsistent, doubtful, missing | NaN
Vhorz23 | Vhorz23 | windspeed_horizontal_srws23 |  |  | wind vector constituting of vx23 and vy23. | wind velocity vector, with no vertical component | binary | ms^-1 | float32 | time | [0,100] | NaN | NaN | NaN | 00001000 | NaN | valid, modified, estimated, resampled, not_checked, inconsistent, doubtful, missing | NaN
vx31 | vx31 | windspeed_x_srws31 |  |  | reconstructed velocity component along the x-axis considering only SRWS 3 and 1 | x-axis perpendicular to the axis connecting metmast to the AD8-180 turbine at Testfeld BHV. | binary | ms^-1 | float32 | time | [-47, 47] | NaN | NaN | NaN | 00001000 | NaN | valid, modified, estimated, resampled, not_checked, inconsistent, doubtful, missing | NaN
vy31 | vy31 | windspeed_y_srws31 |  |  | reconstructed velocity component along the y-axis considering only SRWS 3 and 1 | y-axis aligned with the axis connecting metmast to AD8-180 turbine at Testfeld BHV. | binary | ms^-1 | float32 | time | [-47, 47] | NaN | NaN | NaN | 00001000 | NaN | valid, modified, estimated, resampled, not_checked, inconsistent, doubtful, missing | NaN
Vhorz31 | Vhorz31 | windspeed_horizontal_srws31 |  |  | wind vector constituting of vx31 and vy31. | wind velocity vector, with no vertical component | binary | ms^-1 | float32 | time | [0,100] | NaN | NaN | NaN | 00001000 | NaN | valid, modified, estimated, resampled, not_checked, inconsistent, doubtful, missing | NaN
u | u | eastward_wind | eastward_wind | u | wind vector or component positive when directed towards the East. | The reconstructed wind vx is rotated counterclockwise i.e. by theta° + (-9°) to align the x-axis with the East | binary | ms^-1 | float32 | time | [-47,47] | NaN | NaN | NaN | 00001000 | NaN | valid, modified, estimated, resampled, not_checked, inconsistent, doubtful, missing | NaN
v | v | northward_wind | northward_wind | v | wind vector or component positive when directed towards the North. | The reconstructed wind vy is rotated counterclockwise i.e. by theta° + (-9°) to align the x-axis with the East | binary | ms^-1 | float32 | time | [-47,47] | NaN | NaN | NaN | 00001000 | NaN | valid, modified, estimated, resampled, not_checked, inconsistent, doubtful, missing | NaN
w | w | upward_air_velocity | upward_air_velocity | w | wind vector or component positive when directed towards the Zenith. | The rotation of -9° i.e. counterclockwise has no effect on the vertical wind speed component. Therefore w = vz | binary | ms^-1 | float32 | time | [-47, 47] | NaN | NaN | NaN | 00001000 | NaN | valid, modified, estimated, resampled, not_checked, inconsistent, doubtful, missing | NaN
u12 | u12 | eastward_wind_12 | eastward_wind_12 | u12 | wind component from SRWS 1 and 2 directed towards East | vx12 is rotated by -9° to align with East | binary | ms^-1 | float32 | time | [-47,47] | NaN | NaN | NaN | 00001000 | NaN | valid, modified, estimated, resampled, not_checked, inconsistent, doubtful, missing | NaN
v12 | v12 | northward_wind_12 | northward_wind_12 | v12 | wind component from SRWS 1 and 2 directed towards North | vy12 is rotated by -9° to align with North | binary | ms^-1 | float32 | time | [-47,47] | NaN | NaN | NaN | 00001000 | NaN | valid, modified, estimated, resampled, not_checked, inconsistent, doubtful, missing | NaN
w12 | w12 | upward_air_velocity_12 | upward_air_velocity_12 | w12 | wind component from SRWS 1 and 2 directed towards Zenith | vz12 remains unchanged. Therefore vz12 = w12. | binary | ms^-1 | float32 | time | [-47, 47] | NaN | NaN | NaN | 00001000 | NaN | valid, modified, estimated, resampled, not_checked, inconsistent, doubtful, missing | NaN
u23 | u23 | eastward_wind_23 | eastward_wind_23 | u23 | wind component from SRWS 2 and 3 directed towards East | vx23 is rotated by -9° to align with East | binary | ms^-1 | float32 | time | [-47,47] | NaN | NaN | NaN | 00001000 | NaN | valid, modified, estimated, resampled, not_checked, inconsistent, doubtful, missing | NaN
v23 | v23 | northward_wind_23 | northward_wind_23 | v23 | wind component from SRWS 2 and 3 directed towards North | vy23 is rotated by -9° to align with North | binary | ms^-1 | float32 | time | [-47,47] | NaN | NaN | NaN | 00001000 | NaN | valid, modified, estimated, resampled, not_checked, inconsistent, doubtful, missing | NaN
w23 | w23 | upward_air_velocity_23 | upward_air_velocity_23 | w23 | wind component from SRWS 2 and 3 directed towards Zenith | vz23 remains unchanged. Therefore vz12 = w12. | binary | ms^-1 | float32 | time | [-47, 47] | NaN | NaN | NaN | 00001000 | NaN | valid, modified, estimated, resampled, not_checked, inconsistent, doubtful, missing | NaN
u31 | u31 | eastward_wind_31 | eastward_wind_31 | u31 | wind component from SRWS 3 and 1 directed towards East | vx31 is rotated by -9° to align with East | binary | ms^-1 | float32 | time | [-47,47] | NaN | NaN | NaN | 00001000 | NaN | valid, modified, estimated, resampled, not_checked, inconsistent, doubtful, missing | NaN
v31 | v31 | northward_wind_31 | northward_wind_31 | v31 | wind component from SRWS 3 and 1 directed towards North | vy31 is rotated by -9° to align with North | binary | ms^-1 | float32 | time | [-47,47] | NaN | NaN | NaN | 00001000 | NaN | valid, modified, estimated, resampled, not_checked, inconsistent, doubtful, missing | NaN
w31 | w31 | upward_air_velocity_31 | upward_air_velocity_31 | w31 | wind component from SRWS 3 and 1 directed towards Zenith | vz31 remains unchanged. Therefore vz12 = w12. | binary | ms^-1 | float32 | time | [-47, 47] | NaN | NaN | NaN | 00001000 | NaN | valid, modified, estimated, resampled, not_checked, inconsistent, doubtful, missing | NaN
vx_pp | vx_pp | windspeed_x_postprocessed |  |  | reconstructed velocity component along the x-axis using vlos estimated by spectral analysis at IWES. |  | binary | ms^-1 | float32 | time | [-47, 47] | NaN | NaN | NaN | 00001000 | NaN | valid, modified, estimated, resampled, not_checked, inconsistent, doubtful, missing | NaN
vy_pp | vy_pp | windspeed_y_postprocessed |  |  | reconstructed velocity component along the y-axis using vlos estimated by spectral analysis at IWES. |  | binary | ms^-1 | float32 | time | [-47, 47] | NaN | NaN | NaN | 00001000 | NaN | valid, modified, estimated, resampled, not_checked, inconsistent, doubtful, missing | NaN
vz_pp | vz_pp | windspeed_z_postprocessed |  |  | reconstructed velocity component along the z-axis using vlos estimated by spectral analysis at IWES. |  | binary | ms^-1 | float32 | time | [-47, 47] | NaN | NaN | NaN | 00001000 | NaN | valid, modified, estimated, resampled, not_checked, inconsistent, doubtful, missing | NaN
vx12_pp | vx12_pp | windspeed_x_srws12_postprocessed |  |  | reconstructed velocity component along x-axis using vlos estimated by spectral analysis at IWES for SRWS 1 and 2 |  | binary | ms^-1 | float32 | time | [-47, 47] | NaN | NaN | NaN | 00001000 | NaN | valid, modified, estimated, resampled, not_checked, inconsistent, doubtful, missing | NaN
vy12_pp | vy12_pp | windspeed_y_srws12_postprocessed |  |  | reconstructed velocity component along y-axis using vlos estimated by spectral analysis at IWES for SRWS 1 and 2 |  | binary | ms^-1 | float32 | time | [-47, 47] | NaN | NaN | NaN | 00001000 | NaN | valid, modified, estimated, resampled, not_checked, inconsistent, doubtful, missing | NaN
vx23_pp | vx23_pp | windspeed_x_srws23_postprocessed |  |  | reconstructed velocity component along x-axis using vlos estimated by spectral analysis at IWES for SRWS 2 and 3 |  | binary | ms^-1 | float32 | time | [-47, 47] | NaN | NaN | NaN | 00001000 | NaN | valid, modified, estimated, resampled, not_checked, inconsistent, doubtful, missing | NaN
vy23_pp | vy23_pp | windspeed_y_srws23_postprocessed |  |  | reconstructed velocity component along y-axis using vlos estimated by spectral analysis at IWES for SRWS 2 and 3 |  | binary | ms^-1 | float32 | time | [-47, 47] | NaN | NaN | NaN | 00001000 | NaN | valid, modified, estimated, resampled, not_checked, inconsistent, doubtful, missing | NaN
vx31_pp | vx31_pp | windspeed_x_srws31_postprocessed |  |  | reconstructed velocity component along x-axis using vlos estimated by spectral analysis at IWES for SRWS 3 and 1 |  | binary | ms^-1 | float32 | time | [-47, 47] | NaN | NaN | NaN | 00001000 | NaN | valid, modified, estimated, resampled, not_checked, inconsistent, doubtful, missing | NaN
vy31_pp | vy31_pp | windspeed_y_srws31_postprocessed |  |  | reconstructed velocity component along y-axis using vlos estimated by spectral analysis at IWES for SRWS 3 and 1 |  | binary | ms^-1 | float32 | time | [-47, 47] | NaN | NaN | NaN | 00001000 | NaN | valid, modified, estimated, resampled, not_checked, inconsistent, doubtful, missing | NaN
Vvec_pp | Vvec_pp | windspeed_vector_postprocessed |  |  | wind vector constituting vx_pp, vy_pp, vz_pp |  | binary | ms^-1 | float32 | time | [0,100] | NaN | NaN | NaN | 00001000 | NaN | valid, modified, estimated, resampled, not_checked, inconsistent, doubtful, missing | NaN
Vhorz_pp | Vhorz_pp | windspeed_horizontal_postprocessed |  |  | horizontal wind speed constituting vx_pp and vy_pp, ignoring vz_pp |  | binary | ms^-1 | float32 | time | [0,100] | NaN | NaN | NaN | 00001000 | NaN | valid, modified, estimated, resampled, not_checked, inconsistent, doubtful, missing | NaN
gamma_pp | gamma_pp | wind_direction_postprocessed |  |  | wind direction using vx_pp and vy_pp |  | binary | deg | float32 | time | [0,360] | NaN | NaN | NaN | 00001000 | NaN | valid, modified, estimated, resampled, not_checked, inconsistent, doubtful, missing | NaN
psi_pp | psi_pp | wind_inflow_angle_postprocessed |  |  | inflow angle using Vvec_pp and Vhorz_pp, or vz_pp |  | binary | deg | float32 | time | [-90,90] | NaN | NaN | NaN | 00001000 | NaN | valid, modified, estimated, resampled, not_checked, inconsistent, doubtful, missing | NaN
Vhorz12_pp | Vhorz12_pp | windspeed_horizontal_srws12_postprocessed |  |  | horizontal wind speed from SRWS 1 and 2 using vlos estimate (IWES) |  | binary | ms^-1 | float32 | time | [0,100] | NaN | NaN | NaN | 00001000 | NaN | valid, modified, estimated, resampled, not_checked, inconsistent, doubtful, missing | NaN
Vhorz23_pp | Vhorz23_pp | windspeed_horizontal_srws23_postprocessed |  |  | horizontal wind speed from SRWS 2 and 3 using vlos estimate (IWES) |  | binary | ms^-1 | float32 | time | [0,100] | NaN | NaN | NaN | 00001000 | NaN | valid, modified, estimated, resampled, not_checked, inconsistent, doubtful, missing | NaN
Vhorz31_pp | Vhorz31_pp | windspeed_horizontal_srws31_postprocessed |  |  | horizontal wind speed from SRWS 3 and 1 using vlos estimate (IWES) |  | binary | ms^-1 | float32 | time | [0,100] | NaN | NaN | NaN | 00001000 | NaN | valid, modified, estimated, resampled, not_checked, inconsistent, doubtful, missing | NaN
u_pp | u_pp | eastward_wind_postprocessed | eastward_wind | u_pp | wind vector or component positive when directed towards the East. | The reconstructed wind vx_pp is rotated counterclockwise i.e. by theta° + (-9°) to align the x-axis with the East | binary | ms^-1 | float32 | time | [-47,47] | NaN | NaN | NaN | 00001000 | NaN | valid, modified, estimated, resampled, not_checked, inconsistent, doubtful, missing | NaN
v_pp | v_pp | northward_wind_postprocessed | northward_wind | v_pp | wind vector or component positive when directed towards the North. | The reconstructed wind vy_pp is rotated counterclockwise i.e. by theta° + (-9°) to align the x-axis with the North | binary | ms^-1 | float32 | time | [-47,47] | NaN | NaN | NaN | 00001000 | NaN | valid, modified, estimated, resampled, not_checked, inconsistent, doubtful, missing | NaN
w_pp | w_pp | upward_air_velocity_postprocessed | upward_air_velocity | w_pp | wind vector or component positive when directed towards the Zenith. | The rotation of -9° i.e. counterclockwise has no effect on the vz_pp. Therefore w = vz | binary | ms^-1 | float32 | time | [-47, 47] | NaN | NaN | NaN | 00001000 | NaN | valid, modified, estimated, resampled, not_checked, inconsistent, doubtful, missing | NaN
u12_pp | u12_pp | eastward_wind_12_postprocessed | eastward_wind_12 | u12_pp | wind component from SRWS 1 and 2 directed towards East | vx12_pp is rotated by -9° to align with East | binary | ms^-1 | float32 | time | [-47,47] | NaN | NaN | NaN | 00001000 | NaN | valid, modified, estimated, resampled, not_checked, inconsistent, doubtful, missing | NaN
v12_pp | v12_pp | northward_wind_12_postprocessed | northward_wind_12 | v12_pp | wind component from SRWS 1 and 2 directed towards North | vy12_pp is rotated by -9° to align with North | binary | ms^-1 | float32 | time | [-47,47] | NaN | NaN | NaN | 00001000 | NaN | valid, modified, estimated, resampled, not_checked, inconsistent, doubtful, missing | NaN
w12_pp | w12_pp | upward_air_velocity_12_postprocessed | upward_air_velocity_12 | w12_pp | wind component from SRWS 1 and 2 directed towards Zenith | vz12_pp remains unchanged. Therefore vz12 = w12. | binary | ms^-1 | float32 | time | [-47, 47] | NaN | NaN | NaN | 00001000 | NaN | valid, modified, estimated, resampled, not_checked, inconsistent, doubtful, missing | NaN
u23_pp | u23_pp | eastward_wind_23_postprocessed | eastward_wind_23 | u23_pp | wind component from SRWS 2 and 3 directed towards East | vx23_pp is rotated by -9° to align with East | binary | ms^-1 | float32 | time | [-47,47] | NaN | NaN | NaN | 00001000 | NaN | valid, modified, estimated, resampled, not_checked, inconsistent, doubtful, missing | NaN
v23_pp | v23_pp | northward_wind_23_postprocessed | northward_wind_23 | v23_pp | wind component from SRWS 2 and 3 directed towards North | vy23_pp is rotated by -9° to align with North | binary | ms^-1 | float32 | time | [-47,47] | NaN | NaN | NaN | 00001000 | NaN | valid, modified, estimated, resampled, not_checked, inconsistent, doubtful, missing | NaN
w23_pp | w23_pp | upward_air_velocity_23_postprocessed | upward_air_velocity_23 | w23_pp | wind component from SRWS 2 and 3 directed towards Zenith | vz23_pp remains unchanged. Therefore vz12 = w12. | binary | ms^-1 | float32 | time | [-47, 47] | NaN | NaN | NaN | 00001000 | NaN | valid, modified, estimated, resampled, not_checked, inconsistent, doubtful, missing | NaN
u31_pp | u31_pp | eastward_wind_31_postprocessed | eastward_wind_31 | u31_pp | wind component from SRWS 3 and 1 directed towards East | vx31_pp is rotated by -9° to align with East | binary | ms^-1 | float32 | time | [-47,47] | NaN | NaN | NaN | 00001000 | NaN | valid, modified, estimated, resampled, not_checked, inconsistent, doubtful, missing | NaN
v31_pp | v31_pp | northward_wind_31_postprocessed | northward_wind_31 | v31_pp | wind component from SRWS 3 and 1 directed towards North | vy31_pp is rotated by -9° to align with North | binary | ms^-1 | float32 | time | [-47,47] | NaN | NaN | NaN | 00001000 | NaN | valid, modified, estimated, resampled, not_checked, inconsistent, doubtful, missing | NaN
w31_pp | w31_pp | upward_air_velocity_31_postprocessed | upward_air_velocity_31 | w31_pp | wind component from SRWS 3 and 1 directed towards Zenith | vz31_pp remains unchanged. Therefore vz12 = w12. | binary | ms^-1 | float32 | time | [-47, 47] | NaN | NaN | NaN | 00001000 | NaN | valid, modified, estimated, resampled, not_checked, inconsistent, doubtful, missing | NaN
vlos_pp | vlos_pp | line_of_sight_velocity_postprocessed | radial_velocity_of_scatterers_toward_instrument_pp | vlos_pp | vlos estimated by spectral analysis at IWES. | An extensive algorithm for blade detection, false peaks and peak outliers was employed for vlos estimation. | binary | ms^-1 | float32 | time | [-47,47] | NaN | NaN | NaN | 00001000 | NaN | valid, modified, estimated, resampled, not_checked, inconsistent, doubtful, missing | NaN
snr_pp | snr_pp | signal_to_noise_ratio_postprocessed | signal_to_noise_ratio_pp | snr_pp | snr estimated by spectral analysis at IWES | snr = 10*log10((P_signal - P_noise) / P_noise) | binary | dB | float32 | time | [-35,35] | NaN | NaN | NaN | 00001000 | NaN | valid, modified, estimated, resampled, not_checked, inconsistent, doubtful, missing | NaN
fe_R | fe_R | following_error_range |  |  | following error in focus range |  | binary | m | float32 | time | [0, 300] | NaN | NaN | NaN | 00001000 | NaN | valid, modified, estimated, resampled, not_checked, inconsistent, doubtful, missing | NaN
fe_T | fe_T | following_error_azimuth |  |  | following error in azimuth angles |  | binary | m | float32 | time | [0,360] | NaN | NaN | NaN | 00001000 | NaN | valid, modified, estimated, resampled, not_checked, inconsistent, doubtful, missing | NaN
fe_P | fe_P | following_error_elevation |  |  | following error in elevation angles |  | binary | m | float32 | time | [0, 360] | NaN | NaN | NaN | 00001000 | NaN | valid, modified, estimated, resampled, not_checked, inconsistent, doubtful, missing | NaN
dZ_eff | dZ_eff | probe_volume_effective |  |  | effective probe volume with intersecting spheres |  | binary | m | float32 | time | [0, 1200] | NaN | NaN | NaN | 00001000 | NaN | valid, modified, estimated, resampled, not_checked, inconsistent, doubtful, missing | NaN
dL | dL | sum_of_separation_distance |  |  | sum of separation distances between scanned points from the SRWSs (refer eq. 3.22) | The pairwise Euclidean distance between observations (here 3 points) at range R in a three-dimensional space | binary | m | float32 | time | [0, 300] | NaN | NaN | NaN | 00001000 | NaN | valid, modified, estimated, resampled, not_checked, inconsistent, doubtful, missing | NaN
Leff | Leff | probe_length_effective |  |  | effective probe length considering intersecting spheres |  | binary | m | float32 | time | [0, 300] | NaN | NaN | NaN | 00001000 | NaN | valid, modified, estimated, resampled, not_checked, inconsistent, doubtful, missing | NaN
Note on B1: [Threaded comment] Your version of Excel allows you to read this threaded comment; however, any edits to it will get removed if the file is opened in a newer version of Excel. Learn more: https://go.microsoft.com/fwlink/?linkid=870924 Comment: Name as it means actually
Note on C1: [Threaded comment] Your version of Excel allows you to read this threaded comment; however, any edits to it will get removed if the file is opened in a newer version of Excel. Learn more: https://go.microsoft.com/fwlink/?linkid=870924 Comment: Long version of the name for understanding correctly
Note on D1: [Threaded comment] Your version of Excel allows you to read this threaded comment; however, any edits to it will get removed if the file is opened in a newer version of Excel. Learn more: https://go.microsoft.com/fwlink/?linkid=870924 Comment: Standard name as in CF conventions or similar

## excel2latex
Folders | Description
Ball Alignment | Data from ball alignment during installation
Bowtie1 | Data from Bowtie scanning pattern (zipped data)
Bowtie1_unzipped | Same Data as Bowtie1 folder (unzipped data)
Bowtie1Slow | Data from Bowtie scanning pattern with higher cycle time (zipped data)
BowtieSlow1_unzipped | Same Data as Bowtie1Slow folder (unzipped data)
Rosette | Data from Rosette scanning pattern (zipped data)
Rosette_unzipped | Same Data as Rosette folder (unzipped data)
Data example for Ashim | Example data from Unitte project
highre2 | Data from the WindScanner PC through FTP Synchronisation
Misc | Other trial datasets for alignment and vibration testing
Postprocessed variables | Description
T | averaged timestamp between all SRWS
T1, T2, T3 | cumulative timestamps from WS1, 2 and 3 respectively
vx | reconstructed wind speed in the global x-direction, generally in Eastward direction. At Testfeld , with a 9° offset
vy | reconstructed wind speed in the global y-direction, generally in North direction. At Testfeld , with a 9° offset
vz | reconstructed wind speed in the vertical direction. Important to note, as the Vlos is positive towards the scanner, the +ve z-axis is pointing downwards
Vhorz | horizontal wind speed calculated from the vx, vy and vz components
gamma | gamma is the arctan inverse of vy and vx and determines the wind direction in the fixed frame
psi | psi is the wind inflow angle
xi, yi, zi | spatial coordinates as given by the prism and focus motor counts
xri, yri, zri | rotated spatial coordinates given by the positions, and the azimuth and elevation angles from the lidar
theta_i_r, phi_i_r | rotated azimuth and elevation angles
theta_i, phi_i | Azimuth and elevation angles obtained from the spatial coordinates
R_i | actual focus measurement range
V_i | line of sight velocity from each SRWS
vx_ij | wind field reconstructed wind speed in x-direction with only two scanners numbered via ij, where ij = [12, 23, 41]
vy_ij | wind field reconstructed wind speed in y-direction with only two scanners numbered via ij, where ij = [12, 23, 41]
fe_R | following error in the focus range of the lidar measurement
fe_T | following error in the azimuth angle
fe_P | following error in the elevation angle
Vhorz_ij | Horizonal wind wind speed with only two scanners numbered via ij, where ij = [12, 23, 41]
Data_Mean
Data_Std
Data_Min
Data_Max
df_h
df_bowtie

## reconstructed_data
variable | name | long_name | standard_name | short_name | definition | description | format | units | data_type | dimensions | valid_range | scale_factor | add_offset | _FillValue | flag_values | flag_masks | flag_meanings | missing_value
x_axis | x_axis | lateral_axis | lateral_axis | x_axis | axis perpendicular to the y_axis explained below | The x-axis in the local scanner coordinate system is -9° from the true East direction (global coordiante system) |  | m
y_axis | y_axis | longitudinal_axis | longitudinal_axis | y_axis | axis from the metmast at Testfeld BHV to the Adwen AD8-180 wind turbine, | The y-axis in the local coordinate system is -9° from the true North direction (global coordinate system) |  | m
z_axis | z_axis | zenithal_axis | zenithal_axis | z_axis | vertical axis from the center of Earth towards the zenith | The axis following the Earth to Zenith axis, also known as vertical axis. |  | m
x# | x | x_scanner_coordinate_system | projection_x_coordinate | x | x-coordinate calculated from lidar configuration and motor counts | This conversion converts the prism and focus motor counts along with constants from lidar setup to x-coordinate in local coordinate system. The numbers 1,2,3 indicate the SRWS number. | float64 | m
y# | y | y_scanner_coordinate_system | projection_y_coordinate | y | y-coordinate calculated from lidar configuration and motor counts | This conversion converts the prism and focus motor counts along with constants from lidar setup to y-coordinate in local coordinate systemThe numbers 1,2,3 indicate the SRWS number. | float64 | m
z# | z | z_scanner_coordinate_system |  | z | z-coordinate calculated from lidar configuration and motor counts | This conversion converts the prism and focus motor counts along with constants from lidar setup to z-coordinate in local coordinate systemThe numbers 1,2,3 indicate the SRWS number. | float64 | m
xr# | xrot | x_local_coordinate_system | projection_x_coordinate | x_rot | rotated x-coordinate calculated by performing double rotation [Rz . (Ry . G)] where G is the matrix of x, y, z spatial coordinates in local coordinate system. The scanner positions are added to these positions. | The rotated coordinate system rotates the scanner coordinate system to the local test setup coordinate system with the metmast-AD8-180 turbine axis as y-axis and theperpendicular line as x-axis. The numbers 1,2,3 indicate the SRWS number. | float64 | m
yr# | yrot | y_local_coordinate_system | projection_y_coordinate | y_rot | rotated y-coordinate calculated by performing double rotation [Rz . (Ry . G)] where G is the matrix of x, y, z spatial coordinates in local coordinate system. The scanner positions are added to these positions. | The rotated coordinate system rotates the scanner coordinate system to the local test setup coordinate system with the metmast-AD8-180 turbine axis as y-axis and theperpendicular line as x-axis. The numbers 1,2,3 indicate the SRWS number. | float64 | m
zr# | zrot | z_local_coordinate_system |  | z_rot | rotated z-coordinate calculated by performing double rotation [Rz . (Ry . G)] where G is the matrix of x, y, z spatial coordinates in local coordinate system. The scanner positions are added to these positions. | The z in scanner coordinate system remains unchanged, during this rotation. The numbers 1,2,3 indicate the SRWS number. | float64 | m
theta# | theta# | azimuth_angle_scanner_coordinate_system | azimuth angle | azi | azimuth angle of SRWS in the scanner coordinate system | The azimuth angle of SRWS for the whole setup calculated by converting the Cartesian coordinates(x,y, z) to polar(R, theta, phi). | float64 | °
phi# | phi# | elevation_angle_scanner_coordinate_system | elevation_angle | elev | elevation angle of SRWS in the scanner coordinate system | The elevation angle of SRWS for the whole setup calculated by converting the Cartesian coordinates(x,y, z) to polar(R, theta, phi). | float64 | °
theta#r | theta#_rot | azimuth_angle_local_coordinate_system | azimuth angle | azi | azimuth angle of SRWS in the local coordinate system | The azimuth angle of SRWS for the whole setup calculated by converting the Cartesian coordinates to polar and using the relative position, e.g. WS#_x - xr# as input for x coordinate.Similarly for y and z coordinates. | float64 | °
phi#r | phi#_rot | elevation_angle_local_coordinate_system | elevation_angle | elev | elevation angle of SRWS in the local coordinate system | The elevation angle of SRWS for the whole setup calculated by converting the Cartesian coordinates to polar and using the relative position, e.g. WS#_x - xr# as input for x coordinate.Similarly for y and z coordinates. | float64 | °
vx | vx | lateral_wind_speed | eastward_wind | v | "Eastward" indicates a vector component which is positive when directed eastward (negative westward) | wind vector along the x-axis (lateral direction or perpendicular to the axis from metmast to Adwen AD8-180 wind turbine). If inp.srws.relative_align = True, this is aligned with East direction. | float64 | ms-1
vy | vy | longitudinal_wind_speed | northward_wind | u | "North" indicates a vector component which is positive when directed northward (negative southward) | wind vector along the y-axis (longitudinal direction or parallel to the axis from metmast to Adwen AD8-180 wind turbine). If inp.srws.relative_align = True, this is aligned with East direction. If inp.srws.relative_align = True, this is aligned with East direction. | float64 | ms-1
vz | vz | vertical_wind_speed | upward_air_velocity | w | "Upward" indicates a vector component which is positive when directed upward (negative downward). Upward air velocity is the vertical component of the 3D air velocity vector. | A velocity is a vector quantity. Upward air velocity is the vertical component of the 3D air velocity vector. The standard name downward_air_velocity may be used for a vector component with the opposite sign convention. | float64 | m s-1
Vvec | Vvec | wind_vector |  | V | 3D air velocity vector is magnitude of vx, vy and vz wind components i.e. square root of sum of squares of vx, vy, and vz. Vvec = np.sqrt(vx**2 + vy**2 + vz**2) | The 3D wind speed vector is the magnitude of individual wind speed components. | float64 | ms-1
Vhorz | Vhorz | horizontal_wind_speed | wind_speed | U | Wind speed is defined as a two-dimensional (horizontal) air velocity vector, with no vertical component. Vhorz = np.sqrt(vx**2 + vy**2) | wind speed is the magnitude of wind velocity. Wind is defined as a two-dimensional (horizontal) air velocity vector, with no vertical component | float64 | ms-1
gamma | gamma | wind_direction | wind_from_direction | wdir | the direction of the horizontal wind vector is given as the direction from which it is blowing. Gamma = (np.rad2deg(np.arctan2(vx, vy)) + 90) % 360 | In meteorological reports, the direction of the wind vector is usually (but not always) given as the direction from which it is blowing (wind_from_direction) (westerly, northerly, etc.). | float64 | °
psi | psi | vertical_wind_direction | vertical_wind_direction |  | The direction in which the wind vector blows from a horizontal plane upwards. Psi = np.rad2deg(np.arctan2(vz,Vhorz)) | The vertical wind direction is the angle at which the wind flows due to terrain effects. In flat terrains, this is assumed to be zero. | float64 | °
u12 | u12 | lateral_wind_speed_12 | eastward_wind_12 | u12 | lateral wind from SRWS 1 and SRWS 2 | wind vector along the x-axis, | float64 | m s-1
v12 | v12 | longitudinal_wind_speed_12 | northward_wind_12 | v12 | longitudinal wind from SRWS 1 and SRWS 2 | longitudinal wind from SRWS 1 and SRWS 2 | float64 | ms-1
Vhorz12 | Vhorz12 | horizontal_wind_speed_12 | wind_speed_12 | Vhorz12 | horizontal wind speed vector from SRWS 1 and SRWS 2 | horizontal wind speed vector from SRWS 1 and SRWS 2 | float64 | ms-1
u23 | u23 | lateral_wind_speed_23 | eastward_wind_23 | u23 | lateral wind from SRWS 2 and SRWS 3 | lateral wind from SRWS 2 and SRWS 3 | float64 | m s-1
v23 | v23 | longitudinal_wind_speed_23 | northward_wind_23 | v23 | longitudinal wind from SRWS 2 and SRWS 3 | longitudinal wind from SRWS 2 and SRWS 3 | float64 | ms-1
Vhorz23 | Vhorz23 | horizontal_wind_speed_23 | wind_speed_23 | Vhorz23 | horizontal wind speed vector from SRWS 2 and SRWS 3 | horizontal wind speed vector from SRWS 2 and SRWS 3 | float64 | ms-1
u31 | u31 | lateral_wind_speed_31 | eastward_wind_31 | u31 | lateral wind from SRWS 3 and SRWS 1 | lateral wind from SRWS 3 and SRWS 1 | float64 | m s-1
v31 | v31 | longitudinal_wind_speed_31 | northward_wind_31 | v31 | longitudinal wind from SRWS 3 and SRWS 1 | longitudinal wind from SRWS 3 and SRWS 1 | float64 | ms-1
Vhorz31 | Vhorz31 | horizontal_wind_speed_31 | wind_speed_31 | Vhorz31 | horizontal wind speed vector from SRWS 3 and SRWS 1 | horizontal wind speed vector from SRWS 3 and SRWS 1 | float64 | ms-1
fe_R | fe_R | following_error_in_range |  | fe_range | The difference in commanded and actual range calculated indirectly from spatial coordinates and motor positions. Fe_R = (dR1 + dR2 + dR3)/3, where dR represents the difference in commanded and achieved range or radial distance(x,y,z). | The following error is in general the difference between the commanded value and achieved value. Range is defined by the radial distance from the scanner calculated by L = np.sqrt(x**2+y**2+z**2). The x, y, z coordiantes are calculated from the WindScanner configuration constants and motor counts (m1, m2 and m3 for two prism motors and one focus motor). | float64 | m
fe_T | fe_T | following_error_in_azimuth |  | fe_azi | The following error in commanded and achieved azimuth position. Fe_T = (dT1 + dT2 + dT3)/3, where dT = thetao1 - theta1, where thetao1 is the commanded and theta1 is the achieved azimuth angle. Theta is calculated by theta = np.arctan2(y, x) where x, y are spatial coordinates obtained from motor counts | The following error in azimuth provides the difference in commanded and actual azimuth angles. This indicates if there is a significant offset in the alignment of the sensor | float64 | m
fe_P | fe_P | following_error_in_elevation |  | fe_elev | The following error in commanded and achieved elevation angle. Fe_P = (dP1 + dP2 + dP3)/3, where dP = phio1 - phi1, where phio1 is the commanded and phi1 is the achieved elevation angle. Phi is calculated by phi = np.arctan2(z, np.sqrt(x**2+y**2)) where x, y, z are spatial coordinates obtained from motor counts. | The following error in azimuth provides the difference in commanded and actual azimuth angles. This indicates if there is a significant offset in the alignment of the sensor | float64 | m
vx_pp |  |  |  |  | reconstructed velocity component along the x-axis using vlos estimated by spectral analysis at IWES. |  | float64 | ms-1
vy_pp |  |  |  |  | reconstructed velocity component along the y-axis using vlos estimated by spectral analysis at IWES. |  | float64 | ms-1
vz_pp |  |  |  |  | reconstructed velocity component along the z-axis using vlos estimated by spectral analysis at IWES. |  | float64 | ms-1
vx12_pp |  |  |  |  | reconstructed velocity component along x-axis using vlos estimated by spectral analysis at IWES for SRWS 1 and 2 |  | float64 | ms-1
vy12_pp |  |  |  |  | reconstructed velocity component along y-axis using vlos estimated by spectral analysis at IWES for SRWS 1 and 2 |  | float64 | ms-1
vx23_pp |  |  |  |  | reconstructed velocity component along x-axis using vlos estimated by spectral analysis at IWES for SRWS 2 and 3 |  | float64 | ms-1
vy23_pp |  |  |  |  | reconstructed velocity component along y-axis using vlos estimated by spectral analysis at IWES for SRWS 2 and 3 |  | float64 | ms-1
vx31_pp |  |  |  |  | reconstructed velocity component along x-axis using vlos estimated by spectral analysis at IWES for SRWS 3 and 1 |  | float64 | ms-1
vy31_pp |  |  |  |  | reconstructed velocity component along y-axis using vlos estimated by spectral analysis at IWES for SRWS 3 and 1 |  | float64 | ms-1
Vvec_pp |  |  |  |  | wind vector constituting vx_pp, vy_pp, vz_pp |  | float64 | ms-1
Vhorz_pp |  |  |  |  | horizontal wind speed constituting vx_pp and vy_pp, ignoring vz_pp |  | float64 | ms-1
gamma_pp |  |  |  |  | wind direction using vx_pp and vy_pp |  | float64 | °
psi_pp |  |  |  |  | inflow angle using Vvec_pp and Vhorz_pp, or vz_pp |  | float64 | °
Vhorz12_pp |  |  |  |  | horizontal wind speed from SRWS 1 and 2 using vlos estimate (IWES) |  | float64 | ms-1
Vhorz23_pp |  |  |  |  | horizontal wind speed from SRWS 2 and 3 using vlos estimate (IWES) |  | float64 | ms-1
Vhorz31_pp |  |  |  |  | horizontal wind speed from SRWS 3 and 1 using vlos estimate (IWES) |  | float64 | ms-1
fe_R |  |  |  |  | following error in focus range |  | float64 | m
fe_T |  |  |  |  | following error in azimuth angles |  | float64 | °
fe_P |  |  |  |  | following error in elevation angles |  | float64 | °
dZ_eff |  |  |  |  | effective probe volume with intersecting spheres |  | float64 | m
dL |  |  |  |  | sum of separation distances between scanned points from the SRWSs (refer eq. 3.22) | The pairwise Euclidean distance between observations (here 3 points) at range R in a three-dimensional space | float64 | m
Leff |  |  |  |  | effective probe length considering intersecting spheres |  | float64 | m
qc1 |  |  |  |  | basic quality flags informing if the data is valid or not in different steps | Quality flags informing valid, modified, estimated, resampled, not_checked, inconsistent, doubtful, missing | int32 | -
qc2 |  |  |  |  | advanced quality flags informing the tests passed or failed. Use | quality flags advanced information regarding tests failed valid, bias, custom_method_applied, sensor_failure, qc_all_checks, qc_range, qc_windspeed, qc_winddir, qc_cnr, qc_stddev_high | int32 | -
u
v
w
u12
v12
w12
u23
v23
w23
u31
v31
w31
u_pp
v_pp
w_pp
u12_pp
v12_pp
w12_pp
u23_pp
v23_pp
w23_pp
u31_pp
v31_pp
w31_pp

## TechSpecs
WindScanner.dk - Short-range 6" CW Lidar 2.0: Technical Specifications
Type of wind lidars. CW | Modified ZephiR s from Qineti, Malvern, UK- Polarization maintaining, heterodyned
Rarge R[m] of operation | 200m < R < 300 m
Telescope focal length | 580 mm (WindScanner DTU Archer 6" design
Lens aperture radius | 56 mm
Minimum beam waist | 0.88 mm @ R=100m
Rayleigh length @ focus limited sounding range | Zr = 0.0001575 R^2
FWHM (z=100m) = 2 Zr (r = 100) | FWHM_100m = 3.5 m, FWHM_100m =28.35 m
Two-axis scan heads for focussed laser beam steering:
Scan range per axis | Two-axis two 30° prisms: +- degrees per axis (+- 60° total)
2D solid angle subtended | One full (\pi) solid angle (one steradian)
Moment of inertia per axis seen from the motor (gear ratio 1:8) | Inner axis 0.00191 [kg m^2] / Outer axis: 0.00372 [kg m^2]
Scan bandwidth: Outer axis | ~1.80 Hz harmonic oscillation +- \üi ( +- 30° per prism)
Motion controller AC Motor Kollmorgon type AKM53L; Driver AKD-x1206
Peak Torque , motor | 13 Nm
Max macceleration, inner axis / Outer axis, motor | 392 / 201; 3137 / 1611 rad s^-2
Inner / motor, Outer | 1:3.8
Inertia mismatch | 1:8.0
Gear ratio
Max power | 240 v DC @ 10 Amp; Rated peak power 2400 Watt
Focus motor control bandwidth | 10 Hz
Heason Ltd. UK Vouce coil based linear actuator, max | 20 mm
stroke; Voice coil moving body mass | 0.104 kg
Voice coil driving force~peak / continuous | 14.4 / 4.6 N
Wind speed acquisition rate: PM CW modfied Zephir wind lidar
CW lidars internal power spectra acquisition rate | 200.000 FFT's per second; IQ based direction sensing detection
Signal to Noise ratio S/N | Acceptable S/N rations (>5) achievable by ensemble averaging of ~400 power spectra per wind measurement with a standard aerosol contamindated amospheric surface layer
Maximum wind speed acquisitzion rate via 1-moment | 500 per second per CW lidar
estimation of ensemble averaged Doppler spectra | from sampling rate 200.000 s^-1 / 400 averages -> 500 samples per second